## Introduction
Cisco Evolved Programmable Network Manager 3.1 Supported Devices First Published: September 03, 2019 Revised: July 28,2020 EDCS-17918624
This spreadsheet lists the supported devices and features in Cisco EPN Manager 3.1 and its device pack and patches (DPP). When DPPs become available, a separate tab is created for each DPP, listing the device support added in that DPP. Cisco EPN Manager 3.1 RTMs are available in three types Device Essentials, Full licenses & Generic/3rd party vendor license. A Device Essential license can be upgraded to a Full license by purchasing an Advanced RTM license. The following table shows the difference between a Device Essentials, Advanced and Generic license. EPNM 3.1 RTMs are available in two types Device Essentials & Full licenses. A Device Essential license can be upgraded to a Full license by purchasing an Advanced RTM license. The following figure shows the difference between a Device Essentials, Advanced and Generic license. The spreadsheet lists the devices supported in Cisco EPN Manager 3.1 for which ONLY Device Essentials support is available. This section mostly refers to devices inherited from Prime infrastructure on which Cisco EPN Manager 3.1 is based. A limited device lifecycle management feature set is supported on these devices. Service discovery and provisioning is not supported. The spreadsheet also lists the devices supported in Cisco EPN Manager 3.1 for which Full RTM support is available. The spreadsheet also lists the devices supported in Cisco EPN Manager 3.1 for which Generic support is available. For each supported device model, the certified device operating systems (OSs) are listed. Certified device OSs have been fully tested with Cisco EPN Manager 3.1. In most cases Cisco EPN Manager also supports older device OS versions, but some devices must be running at least a minimum version. For Monitoring policies supported devices please refer to the Monitoring Policies tab. A device can also run a newer version of certified device OS, but that version is considered uncertified. An uncertified device OS is a software version that was released after a certified version but has not yet been tested. You will likely encounter no difference in Cisco EPN Manager functions unless the newer device OS also required changes in Cisco EPN Manager (for example, changes to XML interfaces, SNMP commands, MIBs, CLI commands, and so forth). In that case, Cisco EPN Manager will recognize the newer device OS but may not include support for additional software and features (such as new hardware modules). The spreadsheet also describes the testing and certification methodology used to support new devices & validate new OS versions.
For more information on certified, uncertified, and minimum software versions, refer to the latest version of the Cisco EPN Manager user guide:
User Guide:
Cisco Evolved Programmable Network Manager User and Administrator Guide
The following table shows the difference between a Device Essentials, Advanced and Generic license
Essential | Advanced | Generic/3rd party Vendor
Entitlement | Entitlement | Entitlement
•Device Inventory | •Transport View (i.e. OCHCC, MPLS-TE, MPLS-SR) | •Device discovery with inventory information based on standard instrumentation (MIB-II, LLDP MIB etc.)
•Chassis View* (Cisco Non-Generic devices) | •Service View (i.e. EVPN VPWS P2P, Optical Circuit, TDM2IP) | •Trap support
•Topology (Physical, Logical (i.e. LLDP, CDP, etc.), Geo Maps) | •Multi-Layer View | •Topology view with discovery based on LLDP (apart from CDP)
•Alarms (uncorrelated) | •Advanced visualization (i.e. Multi-Layer, 3D views) | •Manual Link creation
•Metrics (per device, SNMP-based metric) | •End to End Transport/Service monitoring (i.e. QoS, Y.1731) | •Template execution (ASCII CLI)
•SWIM/Configuration Management | •Advanced Alarm and Metrics reporting and dashboarding
New devices and OS versions are validated using the following testing and certification methodology.
Area of Support | Device Essential | Full RTM | Generic/3rd Party
Basic driver support | Yes | Yes | Yes
Faults support | Yes | Yes
MBC support | Yes | Yes
Performance monitoring | Yes | Yes
SWIM and config archive | Yes | Yes
Compliance Audit | Yes | Yes
Licensing | Yes | Yes | Yes
Service mgmt - L2VPN |  | Yes
Service mgmt - L3VPN |  | Yes
Service mgmt - CEM/SATOP |  | Yes

## Full RTM Support in 3.1
Supported devices in Cisco EPN Manager 3.1
NOTE: All technologies support are with respect to IPV4
Optical Networking
Metro Core
Features:
Device Details & Logical View
Physical Inventory & Configuration
Logical Inventory & Configuration
Optics Payload Inventory & Configuration
Optics Protection inventory & Configuration
Automatic Laser Shutdown
Links
OTS Links
OMS Links
OTU Links
OCH Links
Physical Links
Optical Power
Span Loss
Link utilization
Note: Only the WSON package is supported (device package name ending with W-SPA)
Device Type | SYSOIDS | S/W Version | Software
Cisco ONS 15454 | OID:1.3.6.1.4.1.3607.1.20.10.10 | 10.5.0,10.5.1x,10.5.2,10.6.0,10.6.1,10.6.2, 10.7.0,10.7.0.2, 10.8.0, 10.9.0, 11.0, 11.1 | ONS
Cisco Network Convergence System 4000 Series
Features:
Logical View
Alarm - Alarm Behaviour
Alarm - Alarm Profile
Clock - BITS-Frequency
Clock - BITS-Interface
Clock - Sync-E
EOAM - CFM
IP SLA - TWAMP Responder
Interfaces - Ethernet
Interfaces - Link Aggregation
Interfaces - Loopback
Interfaces - Tunnel (Enable/Disable)
Interfaces - Virtual Template (View Only)
Interfaces - Vlan (View Only)
Interfaces - Others (View Only)
MPLS - LDP
MPLS - MPLS-TE
Optical Interfaces - Maintenance - Loopback
Optical Interfaces - Maintenance - PRBS Configuration
Optical Interfaces - Provisioning - ODU - Channelization
Optical Interfaces - Provisioning - OTN - FEC
Optical Interfaces - Provisioning - OTN - GCC
Optical Interfaces - Provisioning - OTN - NNI
Optical Interfaces - Provisioning - OTN - Packet Termination
Optical Interfaces - Provisioning - OTN - Topology
Optical Interfaces - Provisioning - Admin Status
Optical Interfaces - Provisioning - GMPLS
Optical Interfaces - Provisioning - LMP
Optical Interfaces - Provisioning - Patch Cord
Optical Interfaces - Provisioning - Performance Monitoring
Optical Interfaces - Provisioning - Port Mode
Optical Interfaces - Provisioning - Protection Profile
Optical Interfaces - Provisioning - TCM Configuration
Optical Interfaces - Provisioning - Wavelength
QoS - Action Profiles
QoS - Classification Profiles
Routing - BGP
Routing - ISIS
Routing - OSPF
Routing - Static
Device Details
Ethernet interface
Oc interface
Odu Interface
Optical Feature Iosxr Gcc
Optical Feature Iosxr Odu Cross Connections
Optical Feature Iosxr Stacking
Optics Interface
Otu Interface
Port Mode
Stm interface
MPLS_TE_FRR
Physical Topology
Links
Optical Feature Iosxr Lmp
Otu Link
OSPF
Physical
Technology
OSPF
PTP
Sync E
Device Type | SYSOIDS | S/W Version | Software
Cisco NCS 4016 | OID:1.3.6.1.4.1.9.1.1939 | 6.1.12,6.1.22,6.1.32,6.1.42,6.5.26 | IOS-XR
Cisco NCS 4009 | OID:1.3.6.1.4.1.9.1.2253 | 6.1.12,6.1.22,6.1.32,6.1.42,6.5.26 | IOS-XR
Cisco Network Convergence System 4200 Series
Features:
Logical View
Circuit Emulation - Controller Mode
Circuit Emulation - PDH
Circuit Emulation - Protection Group
Circuit Emulation - SONET and SDH
Clock - BITS-Frequency
Clock - BITS-Interface
Clock - PTP
Clock - Recovered clock
Clock - Sync-E
EOAM - CFM
IP SLA - TWAMP Responder
Interfaces - Ethernet
Interfaces - Link Aggregation (from 16.9)
Interfaces - Loopback
Interfaces - Tunnel (Enable/Disable)
Interfaces - Virtual Template (View Only)
Interfaces - Vlan (View Only)
Interfaces - Others (View Only)
MPLS - LDP
MPLS - MPLS-TE (from 16.5.1, 16.6.1v1)
Optical Interfaces - DWDM - FEC
Optical Interfaces - DWDM - Loopback
Optical Interfaces - DWDM - Port Mode
Optical Interfaces - DWDM - Status
Physical - Automatic In-Service (AINS) (NCS4206, 4216) (from 16.5.1, 16.6.1v1)
Physical - Bandwidth
Physical - Card Mode
Physical - Card Protection (from 16.7.1)
Physical - Pluggable Type
Port Analyzer - RSPAN - Destination Node
Port Analyzer - RSPAN - Source Node
Port Analyzer - SPAN
QoS - Action Profiles
QoS - Classification Profiles
Routing - BGP
Routing - ISIS (Supports IPV4)
Routing - Static
Routing - OSPF
Security - ACL
Device Details
System - Summary
System - Power Options & Fans
System - Civic Location
System - Memory
System - Modules
System - Physical Ports
System - Sensor
System - Spanning Tree
System - Stacks
System - VLANs
Interfaces - All Interfaces
Interfaces - DWDM Controllers
Interfaces - Ether Channel
Interfaces - Ethernet Interfaces
Interfaces - IP Interfaces
Interfaces - VLAN Interfaces
Settings - Loopback
Links
BGP
ISIS
LAG
LDP
MPLS
OSPF
Physical
Pseudowire
Technology
BGP
ISIS
OSPF
PTP
Sync E
Device Type | SYSOIDS | S/W Version | Software
Cisco NCS 4201 | OID:1.3.6.1.4.1.9.1.2326 | 3.18.03v.S/15.6(2)S3v,15.6(2)SP1,16.5.1,16.6.1v1,16.6.1,16.7.1,16.6.1vS,16.6.3vS,16.6.4vS,16.6.5vS,16.8.1,16.6.3,16.6.6vS,16.7.1,16.9.1a,16.10.1,16.11.1a,16.12.1 | IOS-XE
Cisco NCS 4202 | OID:1.3.6.1.4.1.9.1.2327 | 3.18.03v.S/15.6(2)S3v,15.6(2)SP1,16.5.1,16.6.1v1,16.6.1,16.7.1,16.6.1vS,16.6.3vS,16.6.4vS,16.6.5vS,16.8.1,16.6.3,16.6.6vS,16.7.1,16.9.1a,16.10.1,16.11.1a,16.12.1 | IOS-XE
Cisco NCS 4206 | OID:1.3.6.1.4.1.9.1.2328 | 3.18.03v.S/15.6(2)S3v,15.6(2)SP1,16.5.1,16.6.1v1,16.6.1,16.7.1,16.6.1vS,16.6.3vS,16.6.4vS,16.6.5vS,16.8.1,16.6.3,16.6.6vS,16.7.1,16.6.7vS,16.9.1b,16.10.1,16.11.1a,16.12.1 | IOS-XE
Cisco NCS 4216 | OID:1.3.6.1.4.1.9.1.2329 | 3.18.03v.S/15.6(2)S3v,15.6(2)SP1,16.5.1,16.6.1v1,16.6.1,16.7.1,16.6.1vS,16.6.3vS,16.6.4vS,16.6.5vS,16.8.1,16.6.3,16.6.6vS,16.7.1,16.6.7vS,16.9.1b,16.10.1,16.11.1a,16.12.1 | IOS-XE
Cisco NCS 4216 F2B | OID:1.3.6.1.4.1.9.1.2434 | 15.6(2)SP1,16.5.1,16.6.1v1,16.6.1,16.7.1,16.6.1vS,16.6.3vS,16.6.4vS,16.6.5vS,16.8.1,16.6.3,16.6.6vS,16.7.1,16.6.7vS,16.9.1b,16.10.1,16.11.1a,16.12.1 | IOS-XE
Cisco Network Convergence System 1000 Series
Features:
Logical View
Loopback
Admin Status
Slice configuration (only for NCS 1002)
Controller wavelength configuration
Device Details
Ethernet Interface
Optical Feature Iosxr Stacking
Optics Interface
Coherent DSP Interface (NCS 1002 only)
Links
OSC link discovery (NCS1001 only)
Device Type | SYSOIDS | S/W Version | Software
Cisco NCS 1004 | OID:1.3.6.1.4.1.9.1.2740 | 7.0.0, 7.0.1 | IOS-XR
Cisco NCS 1002 | OID:1.3.6.1.4.1.9.1.2347 | 6.3.1, 6.3.2,6.5.1, 6.5.2 | IOS-XR
Cisco NCS 1001 | OID: 1.3.6.1.4.1.9.1.2423 | 6.3.1, 6.3.2,6.5.1, 6.5.2 without OTDR support | IOS-XR
Cisco Network Convergence System 2000 Series
Features:
Device Details & Logical View
Physical Inventory & Configuration
Logical Inventory & Configuration
Optics Payload Inventory & Configuration
Optics Protection inventory & Configuration
Automatic Laser Shutdown
OTDR Settings
Communcation channels
Links
OTS Links
OMS Links
OTU Links
OCH Links
Physical
Optical Power
Span Loss
LMP Links
OTDR
Link utilization
Note: Only the Flex, Legacy and SSON packages are supported (device package name ending with F-SPA, L-SPA and S-SPA respectively)
Device Type | SYSOIDS | S/W Version | Software
Cisco NCS 2002 | OID:1.3.6.1.4.1.3607.1.20.10.80 | 10.5.0,10.5.1x,10.5.2,10.6.0,10.6.1,10.6.2, 10.7.0,10.7.0.2, 10.8.0, 10.9.0, 11.0, 11.1 | ONS
Cisco NCS 2006 | OID:1.3.6.1.4.1.3607.1.20.10.70 | 10.5.0,10.5.1x,10.5.2,10.6.0,10.6.1,10.6.2, 10.7.0,10.7.0.2, 10.8.0, 10.9.0, 11.0, 11.1 | ONS
Cisco NCS 2015 | OID:1.3.6.1.4.1.3607.1.20.10.90 | 10.5.0,10.5.1x,10.5.2,10.6.0,10.6.1,10.6.2, 10.7.0,10.7.0.2, 10.8.0, 10.9.0, 11.0, 11.1 | ONS
Routers
Cisco Carrier Routing System
Features:
Logical View
EOAM - CFM
IP SLA - TWAMP Responder
Interfaces - Ethernet
Interfaces - Link Aggregation
Interfaces - Loopback
Interface - Tunnel (Enable/Disable)
Interfaces - Virtual Template (View Only)
Interfaces - Vlan (View Only)
Interfaces - Others (View Only)
MPLS - LDP
QoS - Action Profiles
QoS - Classification Profiles
Routing - BGP
Routing - ISIS
Routing - OSPF
Routing - Static
Security - ACL
Device Details
System - Summary
System - Power Options & Fans
System - Civic Location
System - Memory
System - Modules
System - Physical Ports
Interfaces - All Interfaces
Interfaces - Ethernet Interfaces
Interfaces - IP Interfaces
Settings - Loopback
Links
Physical
Device Type | SYSOIDS | S/W Version | Software
Cisco CRS-1 16-Slot Single-Shelf System | OID:1.3.6.1.4.1.9.1.613 | 5.3.3,6.0.1,6.1.2,6.1.3,6.1.4 | IOS-XR
Cisco CRS-1 8-Slot Single-Shelf System | OID:1.3.6.1.4.1.9.1.643 | 5.3.3,6.0.1,6.1.2,6.1.3,6.1.4 | IOS-XR
Cisco CRS-1 4-Slot Single-Shelf System | OID:1.3.6.1.4.1.9.1.822 | 5.3.3,6.0.1,6.1.2,6.1.3,6.1.4 | IOS-XR
Cisco CRS-1 16-Slot Line Card Chassis | OID:1.3.6.1.4.1.9.1.1331 | 5.3.3,6.0.1,6.1.2,6.1.3,6.1.4 | IOS-XR
Cisco CRS-1 8-Slot Line Card Chassis | OID:1.3.6.1.4.1.9.1.1658 | 5.3.3,6.0.1,6.1.2,6.1.3,6.1.4 | IOS-XR
Cisco Network Convergence System 5000 Series
Features:
Logical View
Clock - BITS-Frequency
Clock - BITS-Interface
Clock - Sync-E
EOAM - CFM
IP SLA - TWAMP Responder
Interfaces - Ethernet
Interfaces - Link Aggregation
Interfaces - Loopback
Interface - Tunnel (Enable/Disable)
Interfaces - Virtual Template (View Only)
Interfaces - Vlan (View Only)
Interfaces - Others (View Only)
MPLS - LDP
QoS - Action Profiles
QoS - Classification Profiles
Routing - BGP
Routing - ISIS
Routing - OSPF
Routing - Static
Security - ACL
Device Details
System - Summary
System - Power Options & Fans
System - Civic Location
System - Memory
System - Modules
System -Physical Ports
Interfaces - All Interfaces
Interfaces - Ethernet Interfaces
Interfaces - IP Interfaces
Links
BGP
ISIS
MPLS
LAG
LDP
OSPF
Physical
Technology
BGP
ISIS
OSPF
Device Type | SYSOIDS | S/W Version | Software
Cisco NCS 5001 | OID:1.3.6.1.4.1.9.1.2317 | 6.1.1,6.1.2,6.1.3,6.1.4,6.2.1 | IOS-XR
Cisco NCS 5002 | OID:1.3.6.1.4.1.9.1.2318 | 6.1.1,6.1.2,6.1.3,6.1.4,6.2.1 | IOS-XR
Cisco NCS 5011 | OID:1.3.6.1.4.1.9.1.2411 | 6.1.2,6.1.3,6.1.4,6.2.1 | IOS-XR
Cisco Network Convergence System 5500 Series
Features:
Logical View
EOAM - CFM
IP SLA - TWAMP Responder
Interfaces - Ethernet
Interfaces - Link Aggregation
Interfaces - Loopback
Interface - Tunnel (Enable/Disable)
Interfaces - Virtual Template (View Only)
Interfaces - Vlan (View Only)
Interface - Others (View Only)
MPLS - LDP
MPLS - MPLS-TE
QoS - Action Profiles
QoS - Classification Profiles
Routing - BGP
Routing - ISIS
Routing - OSPF
Routing - Static
Security - ACL
Device Details
System - Summary
System - Power Options & Fans
System - Civic Location
System - Memory
System - Modules
System -Physical Ports
System - Sensor
System - Spanning Tree
System - Stacks
System - VLANs
System - VTP
Interfaces - All Interfaces
Interfaces - Coherent DSP
Interfaces - Ether Channel
Interfaces - Ethernet Interfaces
Interfaces - IP Interfaces
Interfaces - Optics Interfaces
Interfaces - VLAN Interfaces
Settings - Loopback
Links
BGP
ISIS
MPLS
LAG
LDP
OSPF
Physical
Technology
BGP
ISIS
OSPF
Device Type | SYSOIDS | S/W Version | Software
Cisco NCS 5501 | OID:1.3.6.1.4.1.9.1.2400 | 6.1.2,6.1.3,6.1.4,6.3.2,6.3.3,6.5.2,6.6.1 | IOS-XR
Cisco NCS 5501-SE | OID:1.3.6.1.4.1.9.1.2350 | 6.1.2,6.1.3,6.1.4,6.3.2,6.3.3,6.5.2,6.6.1 | IOS-XR
Cisco NCS 5502 | OID:1.3.6.1.4.1.9.1.2401 | 6.1.2,6.1.3,6.1.4,6.3.2,6.3.3,6.5.2,6.6.1 | IOS-XR
Cisco NCS 5502-SE | OID:1.3.6.1.4.1.9.1.2351 | 6.1.2,6.1.3,6.1.4,6.3.2,6.3.3,6.5.2,6.6.1 | IOS-XR
Cisco NCS 5508 | OID:1.3.6.1.4.1.9.1.2349 | 6.0.1,6.1.2,6.1.3,6.1.4,6.3.2,6.3.3,6.5.2,6.6.1 | IOS-XR
Cisco NCS 5516 | OID:1.3.6.1.4.1.9.1.2412 | 6.1.3,6.1.4,6.3.2,6.3.3,6.5.2,6.6.1 | IOS-XR
Cisco NCS 5504 | OID:1.3.6.1.4.1.9.1.2413 | 6.3.3,6.5.2,6.6.1 | IOS-XR
Cisco NCS 55A2-MOD-S | OID:1.3.6.1.4.1.9.1.2571 | 6.3.3,6.5.1,6.5.2,6.6.1 | IOS-XR
Cisco NCS 55A2-MOD-HD-S | OID:1.3.6.1.4.1.9.1.2735 | 6.3.3,6.5.1,6.5.2,6.6.1 | IOS-XR
Cisco NCS 55A2-MOD-SE-S | OID:1.3.6.1.4.1.9.1.2570 | 6.3.3,6.5.2,6.6.1,6.6.25 | IOS-XR
Cisco NCS 55A1-36H-SE-S | OID:1.3.6.1.4.1.9.1.2428 | 6.3.3 | IOS-XR
Cisco Network Convergence System 540 Series Routers
Features:
Logical View
EOAM - CFM
IP SLA - TWAMP Responder
Interfaces - Ethernet
Interfaces - Link Aggregation
Interfaces - Loopback
Interfaces - Tunnel (Enable/Disable)
Interfaces - Virtual Template (View Only)
Interfaces - Vlan (View Only)
Interfaces - Others (View Only)
MPLS - LDP
MPLS - MPLS-TE
QoS - Action Profiles
QoS - Classification Profiles
Routing - BGP
Routing - ISIS
Routing - OSPF
Routing - Static
Security - ACL
Device Details
System - Summary
System - Power Options & Fans
System - Civic Location
System - Memory
System - Modules
System - Physical Ports
System - Sensor
Interfaces - All Interfaces
Interfaces - Ethernet Interfaces
Interfaces - IP Interfaces
Links
BGP
ISIS
LAG
OSPF
Physical
Technology
BGP
ISIS
OSPF
Device Type | SYSOIDS | S/W Version | Software
Cisco NCS 540-24Z8Q2C-M Router | OID:1.3.6.1.4.1.9.1.2430 | 6.3.2,6.6.1 | IOS-XR
Cisco NCS 540-ACC-SYS Router | OID:1.3.6.1.4.1.9.1.2231 | 6.6.25 | IOS-XR
Cisco NCS 540X-ACC-SYS Router | OID:1.3.6.1.4.1.9.1.2232 | 6.6.25 | IOS-XR
Cisco Network Convergence System 560 Series Routers
Features:
Logical View
EOAM - CFM
IPSLA - TWAMP Responder
Interfaces - Ethernet
Interfaces - Link Aggregation
Interfaces - Loopback
Interfaces - Tunnel (Enable/Disable)
Interfaces - Virtual Template (View Only)
Interfaces - Vlan (View Only)
Interfaces - Others (View Only)
MPLS - LDP
MPLS - MPLS-TE
QoS - Action Profiles
QoS - Classification Profiles
Routing - BGP
Routing - ISIS
Routing - OSPF
Routing - Static
Security - ACL
Device Details
System - Summary
System - Power Options & Fans
System - Civic Location
System - Memory
System - Modules
System - Physical Ports
System - Sensor
Interfaces - All Interfaces
Interfaces - Ethernet Interfaces
Interfaces - IP Interfaces
Links
Physical
ISIS
OSPF
MPLS
LDP
Interfaces
CFM
Technology
ISIS
OSPF
LDP
LLDP
Device Type | SYSOIDS | S/W Version | Software
Cisco NCS 560 Router | OID:1.3.6.1.4.1.9.1.2743 | 6.6.25 | IOS-XR
Cisco NCS 560 Enhanced Router | OID:1.3.6.1.4.1.9.1.2744 | 6.6.25 | IOS-XR
Cisco NCS 560-4 Enhanced Router | OID:1.3.6.1.4.1.9.1.2855 | 6.6.25 | IOS-XR
Cisco NCS 560-4 Router | OID:1.3.6.1.4.1.9.1.2856 | 6.6.25 | IOS-XR
Cisco Network Convergence System 6000 Series (Stand Alone and SDR)
Features:
Logical View
EOAM - CFM
IP SLA - TWAMP Responder
Interfaces - Ethernet
Interfaces - Link Aggregation
Interfaces - Loopback
Interfaces - Tunnel (Enable/Disable)
Interfaces - Virtual Template (View Only)
Interfaces - Vlan (View Only)
Interfaces - Others (View Only)
MPLS - LDP
QoS - Action Profiles
QoS - Classification Profiles
Routing - BGP
Routing - ISIS
Routing - OSPF
Routing - Static
Security - ACL
Device Details
System - Summary
System - Power Options & Fans
System - Civic Location
System - Memory
System - Modules
System - Physical Ports
System - Sensor
Interfaces - All Interface
Interfaces - Ethernet Interfaces
Interfaces - IP Interfaces
Links
LAG
OSPF
Physical
Technology
OSPF
Device Type | SYSOIDS | S/W Version | Software
Cisco NCS 6000 | OID:1.3.6.1.4.1.9.1.1851 | 6.1.2,6.1.3,6.1.4,6.2.2,6.2.3,6.3.2,6.4.1 | IOS-XR
Cisco ASR 1000 Series Aggregation Services Routers
Features:
Logical View
Interfaces - Ethernet
Interfaces - Link Aggregation
Interfaces - Loopback
Interfaces - Tunnel (Enable/Disable)
Interfaces - Virtual Template (View Only)
Interfaces - Vlan (View Only)
Interfaces - Others (View Only)
Routing - OSPF
Routing - Static
Security - ACL
Device Details
System - Summary
System - Power Options & Fans
System - Civic Location
System - Memory
System - Modules
System - Physical Ports
Interfaces - All Interfaces
Interfaces - Ethernet Interfaces
Interfaces - IP Interfaces
Links
Physical
Device Type | SYSOIDS | S/W Version | Software
Cisco ASR 1001-HX Router | OID1.3.6.1.4.1.9.1.2348 | 16.3.2 | IOS-XE
Cisco ASR 1002-HX Router | OID:1.3.6.1.4.1.9.1.2252 | 16.3.2 | IOS-XE
Cisco ASR 1006-X Router | OID:1.3.6.1.4.1.9.1.2143 | 16.3.2 | IOS-XE
Cisco ASR 9000 Series Aggregation Services Routers
Features:
Logical View
EOAM - CFM
IP SLA - TWAMP Responder
Interfaces - Ethernet
Interfaces - Link Aggregation
Interfaces - Loopback
Interfaces - Tunnel (Enable/Disable)
Interfaces - Virtual Template (View Only)
Interfaces - Vlan (View Only)
Interfaces - Others (View Only)
MPLS - LDP
MPLS - MPLS-TE (from 6.1.2)
QoS - Action Profiles
QoS - Classification Profiles
Routing - BGP
Routing - ISIS
Routing - OSPF
Routing - Static
Security - ACL
Device Details
System - Summary
System - Power Options & Fans
System - Civic Location
System - Memory
System - Modules
System - Physical Ports
System - Sensor
System - Spanning Tree
Interfaces - All Interfaces
Interfaces - Ether Channel
Interfaces - Ethernet Interfaces
Interfaces - IP Interfaces
Interfaces - ODU Interfaces
Interfaces - OTU Interfaces
Interfaces - Optics Interfaces
Settings - Loopback
Links
BGP
ISIS
MPLS
LAG
LDP
OSPF
Physical
Router Cluster
Satellite
Technology
BGP
ISIS
OSPF
Device Type | SYSOIDS | S/W Version | Software
Cisco ASR 9010 Router | OID:1.3.6.1.4.1.9.1.1017 | 4.3.4,5.1.3,5.2.0,5.2.2,5.2.4,5.3.0,5.3.1,5.3.2,5.3.3,5.3.4,6.0.1,6.0.2,6.1.1,6.1.2,6.1.3,6.1.4,6.2.2,6.2.3,6.3.2,6.3.3,6.5.2 | IOS-XR
Cisco ASR 9904 Router | OID:1.3.6.1.4.1.9.1.1762 | 4.3.4,5.1.3,5.2.0,5.2.2,5.2.4,5.3.0,5.3.1,5.3.2,5.3.3,5.3.4,6.0.1,6.0.2,6.1.1,6.1.2,6.1.3,6.1.4,6.2.2,6.2.3,6.3.2,6.3.3,6.5.2 | IOS-XR
Cisco ASR 9006 Router | OID:1.3.6.1.4.1.9.1.1018 | 4.3.4,5.1.3,5.2.0,5.2.2,5.2.4,5.3.0,5.3.1,5.3.2,5.3.3,5.3.4,6.0.1,6.0.2,6.1.1,6.1.2,6.1.3,6.1.4,6.2.2,6.2.3,6.3.2,6.3.3,6.5.2 | IOS-XR
Cisco ASR 9001 Router | OID:1.3.6.1.4.1.9.1.1639 | 4.3.4,5.1.3,5.2.0,5.2.2,5.2.4,5.3.0,5.3.1,5.3.2,5.3.3,5.3.4,6.0.1,6.0.2,6.1.1,6.1.2,6.1.3,6.1.4,6.2.2,6.2.3,6.3.2,6.3.3,6.5.2 | IOS-XR
Cisco ASR 9910 Router | OID:1.3.6.1.4.1.9.1.2390 | 4.3.4,5.1.3,5.2.0,5.2.2,5.2.4,5.3.0,5.3.1,5.3.2,5.3.3,5.3.4,6.0.1,6.0.2,6.1.1,6.1.2,6.1.3,6.1.4,6.2.2,6.2.3,6.3.2,6.3.3,6.5.2 | IOS-XR
Cisco ASR 9912 Router | OID:1.3.6.1.4.1.9.1.1709 | 4.3.4,5.1.3,5.2.0,5.2.2,5.2.4,5.3.0,5.3.1,5.3.2,5.3.3,5.3.4,6.0.1,6.0.2,6.1.1,6.1.2,6.1.3,6.1.4,6.2.2,6.2.3,6.3.2,6.3.3,6.5.2 | IOS-XR
Cisco ASR 9906 Router | OID:1.3.6.1.4.1.9.1.2572 | 6.3.2,6.3.3,6.5.2 | IOS-XR
Cisco ASR 9901 Router | OID:1.3.6.1.4.1.9.1.2658 | 6.6.1 | IOS-XR
Cisco ASR 9922 Router | OID:1.3.6.1.4.1.9.1.1640 | 4.3.4,5.1.3,5.2.0,5.2.2,5.2.4,5.3.0,5.3.1,5.3.2,5.3.3,5.3.4,6.0.1,6.0.2,6.1.1,6.1.2,6.1.3,6.1.4,6.2.2,6.2.3,6.3.2,6.3.3,6.5.2 | IOS-XR
Satellites Supported | SYSOIDS | S/W Version | Software
Cisco ASR-9000v DC Power ANSI Chassis | OID:1.3.6.1.4.1.9.12.3.1.3.1220 | 5.2.0,5.2.2,5.3.0,5.3.1,5.3.2,5.3.3,6.0.1,6.1.2 | IOS-XR
Cisco ASR-9000v DC Power ETSI Chassis | OID:1.3.6.1.4.1.9.12.3.1.3.1221 | 5.2.0,5.2.2,5.3.0,5.3.1,5.3.2,5.3.3,6.0.1,6.1.2 | IOS-XR
Cisco ASR-9000v AC Chassis | OID:1.3.6.1.4.1.9.12.3.1.3.1222 | 5.2.0,5.2.2,5.3.0,5.3.1,5.3.2,5.3.3,6.0.1,6.1.2 | IOS-XR
Cisco ASR 9000V 24vDcA Router | OID:1.3.6.1.4.1.9.12.3.1.3.1490 | 5.2.0,5.2.2,5.3.0,5.3.1,5.3.2,5.3.3,6.0.1,6.1.2 | IOS-XR
Cisco ASR 9000V2 AC Chassis Router | OID:1.3.6.1.4.1.9.12.3.1.3.1615 | 5.2.2,5.3.0,5.3.1,5.3.2,5.3.3,6.0.1,6.1.2 | IOS-XR
Cisco NCS 5001 | OID:1.3.6.1.4.1.9.1.2317 | 6.1.1,6.1.2,6.1.3,6.1.4,6.2.1 | IOS-XR
Cisco NCS 5002 | OID:1.3.6.1.4.1.9.1.2318 | 6.1.1,6.1.2,6.1.3,6.1.4,6.2.1 | IOS-XR
Cisco NCS 5501-SE | OID:1.3.6.1.4.1.9.1.2350 | 6.1.2,6.1.3,6.1.4,6.3.2 | IOS-XR
Cisco NCS 5502-SE | OID:1.3.6.1.4.1.9.1.2351 | 6.1.2,6.1.3,6.1.4,6.3.2 | IOS-XR
Cisco ASR 900 Series Aggregation Services Routers
Features:
Logical View
Circuit Emulation - Controller Mode (ASR903, ASR907)
Circuit Emulation - PDH (ASR903, ASR907)
Circuit Emulation - Protection Group (ASR903, ASR907)
Circuit Emulation - SONET and SDH (ASR903, ASR907)
Clock - BITS-Frequency
Clock - BITS-Interface
Clock - PTP
Clock - Recovered Clock
Clock - Sync-E
EOAM - CFM
IP SLA - TWAMP Responder
Interfaces - C37.94/Voice
Interfaces - Ethernet
Interfaces - Link Aggregation
Interfaces - Loopback
Interfaces - Tunnel (Enable/Disable)
Interfaces - Virtual Template (View Only)
Interfaces - Vlan (View Only)
Interfaces - Others (View Only)
MPLS - LDP (903,907)
MPLS - MPLS-TE
Optical Interfaces - DWDM - FEC
Optical Interfaces - DWDM - Loopback
Optical Interfaces - DWDM - Port Mode
Optical Interfaces - DWDM - Status
Physical - Bandwidth
Physical - Card Mode
Physical - Pluggable Type
Port Analyzer - RSPAN - Destination Node
Port Analyzer - RSPAN - Source Node
Port Analyzer - SPAN
QoS - Action Profiles
QoS - Classification Profiles
Routing - BGP
Routing - ISIS
Routing - OSPF
Routing - Static
Security - ACL
Device Details
System - Summary
System - Power Options & Fans
System - Civic Location
System - Memory
System - Modules
System - Physical Ports
System - Sensor
System - Spanning Tree
System - Stacks
System - VLANs
System - VTP
Interfaces - All Interfaces
Interfaces - DWDM Controllers
Interfaces - Ether Channel
Interfaces - Ethernet Interfaces
Interfaces - IP Interfaces
Interfaces - VLAN Interfaces
Settings - Loopback
Links
BGP
ISIS
LDP
LAG
MPLS
OSPF
Physical
Pseudowire
Technology
BGP
ISIS
OSPF
PTP
Sync E
Device Type | SYSOIDS | S/W Version | Software
Cisco ASR 902 Router | OID:1.3.6.1.4.1.9.1.1897 | 3.13/15.4(3)S,3.14/15.5(1)S,3.15/15.5(2)S,3.18/15.6(2)S,15.6(2)SP1,16.5.1,16.6.1v1,16.6.1,16.6.3,16.10.1,16.11.1a,16.12.1 | IOS-XE
Cisco ASR 903 Router | OID:1.3.6.1.4.1.9.1.1441 | 3.13/15.4(3)S,3.14/15.5(1)S,3.15/15.5(2)S,3.18/15.6(2)S,15.6(2)SP1,16.5.1,16.6.1v1,16.6.1,16.7.1,16.6.3,16.9.1a,16.10.1,16.11.1a,16.12.1 | IOS-XE
Cisco ASR 907 Router | OID:1.3.6.1.4.1.9.1.2239 | 3.13/15.4(3)S,3.14/15.5(1)S,3.15/15.5(2)S,3.18/15.6(2)S,15.6(2)SP1,16.5.1,16.6.1v1,16.6.1,16.7.1,16.9.1a,16.10.1,16.11.1a,16.12.1 | IOS-XE
Cisco ASR 900 U Series & ASR 920 U Series
Device Details
Serial - RS232
Serial - RS485
CEM - X.21
RawSocket
Serial - RS422
RawSocket (Synch RS232)
Serial - RS422
Serial - RS232 - RS422 Hybrid
RawSocket - RS422 P2MP
Logical View
RawSocket
RawSocket (Synch RS232)
Serial - RS422
Serial - RS232 - RS422 Hybrid
RawSocket - RS422 P2MP
Device Type | SYSOIDS | S/W Version | Software
Cisco ASR 902U Router | OID:1.3.6.1.4.1.9.1.2503 | 16.7.1,16.6.3,16.9.1a,16.10.1,16.11.1a,16.12.1 | IOS-XE
Cisco ASR 903U Router | OID:1.3.6.1.4.1.9.1.2502 | 16.7.1,16.6.3,16.9.1a,16.10.1,16.11.1a,16.12.1 | IOS-XE
Cisco ASR 920U-12SZ-IM Router | OID:1.3.6.1.4.1.9.1.2504 | 16.7.1,16.6.3,16.9.1a,16.10.11,6.11.1a,16.12.1 | IOS-XE
Cisco NCS 520 Series Carrier Ethernet Access Devices
Features:
Logical View
Interfaces - Ethernet
Interfaces - Loopback
Interfaces - Tunnel (Enable/Disable)
Interfaces - Virtual Template (View Only)
Interfaces - Vlan (View Only)
Interfaces - Others (View Only)
QoS - Action Profiles
QoS - Classification Profiles
Routing - Static
Security - ACL
Device Details
System - Summary
System - Power Options & Fans
System - Civic Location
System - Memory
System - Modules
System - Physical Ports
Interfaces - All Interfaces
Interfaces - Ethernet Interfaces
Interfaces - IP Interfaces
Links
Physical
Device Type | SYSOIDS | S/W Version | Software
Cisco NCS 520-X-4G4Z-A Carrier Ethernet Access Device | OID:1.3.6.1.4.1.9.1.2605 | 16.8.1 | IOS-XE
Cisco ASR 901S Series Aggregation Services Routers
Features:
Logical View
Circuit Emulation - Controller Mode
Circuit Emulation - PDH
Circuit Emulation - Protection Group
Circuit Emulation - SONET and SDH
Clock - BITS-Frequency
Clock - BITS-Interface
Clock - PTP
Clock - Recovered Clock
Clock - Sync-E
EOAM - CFM
IP SLA - TWAMP Responder
Interfaces - Ethernet
Interfaces - Link Aggregation
Interfaces - Loopback
Interfaces - Tunnel (Enable/Disable)
Interfaces - Virtual Template (View Only)
Interfaces - Vlan (View Only)
Interfaces - Others (View Only)
MPLS - LDP
Port Analyzer - RSPAN - Destination Node
Port Analyzer - RSPAN - Source Node
Port Analyzer - SPAN
QoS - Action Profiles
QoS - Classification Profiles
Routing - BGP
Routing - ISIS
Routing - OSPF
Routing - Static
Security - ACL
Device Details
System - Summary
System - Power Options & Fans
System - Civic Location
System - Memory
System - Modules
System - Physical Ports
System - Sensor
System - Spanning Tree
System - VLANs
Interfaces - All Interfaces
Interfaces - Ether Channel
Interfaces - Ethernet Interfaces
Interfaces - IP Interfaces
Links
BGP
ISIS
LAG
OSPF
Physical
Technology
BGP
ISIS
OSPF
PTP
Sync E
Device Type | SYSOIDS | S/W Version | Software
Cisco ASR 901S-4SG-F-D Router | OID:1.3.6.1.4.1.9.1.1818 | 3.10/15.3(3)S,3.14/15.5(1)S,3.15/15.5(2)S,3.18/15.6(2)S,15.6(2)SP1,16.5.1,16.6.1v1,16.6.1,16.8.1 | IOS
Cisco ASR 901S-3SG-F-D Router | OID:1.3.6.1.4.1.9.1.1819 | 3.10/15.3(3)S,3.14/15.5(1)S,3.15/15.5(2)S,3.18/15.6(2)S,15.6(2)SP1,16.5.1,16.6.1v1,16.6.1,16.8.1 | IOS
Cisco ASR 901S-2SG-F-D Router | OID:1.3.6.1.4.1.9.1.1820 | 3.10/15.3(3)S,3.14/15.5(1)S,3.15/15.5(2)S,3.18/15.6(2)S,15.6(2)SP1,16.5.1,16.6.1v1,16.6.1,16.8.1 | IOS
Cisco ASR 901S-2SG-F-AH Router | OID:1.3.6.1.4.1.9.1.1822 | 3.10/15.3(3)S,3.14/15.5(1)S,3.15/15.5(2)S,3.18/15.6(2)S,15.6(2)SP1,16.5.1,16.6.1v1,16.6.1,16.8.1 | IOS
Cisco ASR 901 10G Series Aggregation Services Routers
Features:
Logical View
Circuit Emulation - Controller Mode
Circuit Emulation - PDH
Circuit Emulation - Protection Group
Circuit Emulation - SONET and SDH
Clock - BITS-Frequency
Clock - BITS-Interface
Clock - PTP
Clock - Recovered Clock
Clock - Sync-E
EOAM - CFM
IP SLA - TWAMP Responder
Interfaces - Ethernet
Interfaces - Link Aggregation
Interfaces - Loopback
Interfaces - Tunnel (Enable/Disable)
Interfaces - Virtual Template (View Only)
Interfaces - Vlan (View Only)
Interfaces - Others (View Only)
MPLS - LDP
MPLS - MPLS-TE
Physical - Bandwidth
Physical - Card Mode
Physical - Pluggable Type
Port Analyzer - RSPAN - Destination Node
Port Analyzer - RSPAN - Source Node
Port Analyzer - SPAN
QoS - Action Profiles
QoS - Classification Profiles
Routing - BGP
Routing - ISIS
Routing - OSPF
Routing - Static
Security - ACL
Device Details
System - Summary
System - Power Options & Fans
System - Civic Location
System - Memory
System - Modules
System - Physical Ports
System - Sensor
System - Spanning Tree
System - Stacks
System - VLANs
Interfaces - All Interfaces
Interfaces - Ethernet Interfaces
Interfaces - IP Interfaces
Interfaces - VLAN Interfaces
Links
BGP
ISIS
LAG
OSPF
Physical
Technology
BGP
ISIS
OSPF
PTP
Sync E
Device Type | SYSOIDS | S/W Version | Software
Cisco ASR 901-6CZ-F-A Router | OID:1.3.6.1.4.1.9.1.1725 | 3.10/15.3(3)S,3.13/15.4(3)S,3.14/15.5S,3.15/15.5(2)S,3.18/15.6(2)S,15.6(2)SP1,16.5.1,16.6.1v1,16.6.1,16.8.1 | IOS
Cisco ASR 901-6CZ-F-D Router | OID:1.3.6.1.4.1.9.1.1724 | 3.14/15.5S,3.15/15.5(2)S,3.18/15.6(2)S,15.6(2)SP1,16.5.1,16.6.1v1,16.6.1,16.8.1 | IOS
Cisco ASR 901-6CZ-FT-D Router | OID:1.3.6.1.4.1.9.1.1726 | 3.18/15.6(2)S,15.6(2)SP1,16.5.1,16.6.1v1,16.6.1,16.8.1 | IOS
Cisco ASR901-6CZ-FT-A Router | OID:1.3.6.1.4.1.9.1.1727 | 3.10/15.3(3)S,3.13/15.4(3)S,3.14/15.5S,3.15/15.5(2)S,3.18/15.6(2)S,15.6(2)SP1,16.5.1,16.6.1v1,16.6.1,16.8.1 | IOS
Cisco ASR 920 Series Aggregation Services Routers
Features:
Logical View
Circuit Emulation - Controller Mode
Circuit Emulation - PDH
Circuit Emulation - Protection Group
Circuit Emulation - Sonet and SDH
Clock - BITS-Frequency
Clock - BITS-Interface
Clock - PTP
Clock - Recovered Clock
Clock - Sync-E
EOAM - CFM
IP SLA - TWAMP Responder
Interfaces - C37.94/Voice
Interfaces - Ethernet
Interfaces - Link Aggregation
Interfaces - Loopback
Interfaces - Tunnel (Enable/Disable)
Interfaces - Virtual Template (View Only)
Interfaces - Vlan (View Only)
Interfaces - Others (View Only)
MPLS - LDP
MPLS - MPLS-TE
Physical - Bandwidth
Physical - Card Mode
Physical - Pluggable Type
Port Analyzer - RSPAN - Destination Node
Port Analyzer - RSPAN - Source Node
Port Analyzer - SPAN
QoS - Action Profiles
QoS - Classification Profiles
Routing - BGP
Routing - ISIS
Routing - OSPF
Routing - Static
Security - ACL
Device Details
System - Summary
System - Power Options & Fans
System - Civic Location
System - Memory
System - Modules
System - Physical Ports
System - Sensor
System - Spanning Tree
Interfaces - All Interfaces
Interfaces - Ether Channel
Interfaces - Ethernet Interfaces
Interfaces - IP Interfaces
Links
BGP
ISIS
LDP
LAG
MPLS
OSPF
Physical
Pseudowire
Technology
BGP
ISIS
OSPF
PTP
Sync E
Device Type | SYSOIDS | S/W Version | Software
Cisco ASR 920 Router | OID:1.3.6.1.4.1.9.1.2062 | 3.13/15.4(3)S,3.14/15.5S,3.15/15.5(2)S,3.18/15.6(2)S,15.6(2)SP1,16.5.1,16.6.1v1,16.6.1,16.7.1,3.17.1,16.9.1a,16.10.1,16.11.1a,16.12.1 | IOS-XE
Cisco ASR 920 24SZIM Router | OID:1.3.6.1.4.1.9.1.2100 | 3.13/15.4(3)S,3.14/15.5S,3.15/15.5(2)S,3.18/15.6(2)S,15.6(2)SP1,16.5.1,16.6.1v1,16.6.1,16.7.1,3.17.1,16.9.1a,16.10.1,16.11.1a,16.12.1 | IOS-XE
Cisco ASR 920 24TZM Router | OID:1.3.6.1.4.1.9.1.2101 | 3.13/15.4(3)S,3.14/15.5S,3.15/15.5(2)S,3.18/15.6(2)S,15.6(2)SP1,16.5.1,16.6.1v1,16.6.1,16.7.1,3.17.1,16.9.1a,16.10.1,16.11.1a,16.12.1 | IOS-XE
Cisco ASR 920 24SZM Router | OID:1.3.6.1.4.1.9.1.2102 | 3.13/15.4(3)S,3.14/15.5S,3.15/15.5(2)S,3.16/15.5(3)S,3.18/15.6(2)S,15.6(2)SP1,16.5.1,16.6.1v1,16.6.1,16.7.1,3.17.1,16.9.1a,16.10.1,16.11.1a,16.12.1 | IOS-XE
Cisco ASR 920-12SZ-IM Router | OID:1.3.6.1.4.1.9.1.2247 | 3.16/15.5(3)S,3.18/15.6(2)S,15.6(2)SP1,16.5.1,16.6.1v1,16.6.1,16.7.1,3.17.1,16.6.3,16.9.1a,16.10.1,16.11.1a,16.12.1 | IOS-XE
Cisco ASR-920-20SZ-M Router | OID:1.3.6.1.4.1.9.1.2705 | 16.9.1a,16.10.1,16.11.1a,16.12.1,16.11.1a,16.12.1 | IOS-XE
Cisco ASR920 4S ZD Router | OID:1.3.6.1.4.1.9.1.2155 | 3.13/15.4(3)S,3.14/15.5S,3.15/15.5(2)S,3.18/15.6(2)S,15.6(2)SP1,16.5.1,16.6.1v1,16.6.1,16.7.1,3.17.1,16.9.1a,16.10.1,16.11.1a,16.12.1 | IOS-XE
Cisco ASR920 8S Z0A Router | OID:1.3.6.1.4.1.9.1.2156 | 3.13/15.4(3)S,3.14/15.5S,3.15/15.5(2)S,3.18/15.6(2)S,15.6(2)SP1,16.5.1,16.6.1v1,16.6.1,16.7.1,3.17.1,16.9.1a,16.10.1,16.11.1a,16.12.1 | IOS-XE
Cisco ASR920 12 CZA Router | OID:1.3.6.1.4.1.9.1.2157 | 3.13/15.4(3)S,3.14/15.5S,3.15/15.5(2)S,3.18/15.6(2)S,15.6(2)SP1,16.5.1,16.6.1v1,16.6.1,16.7.1,3.17.1,16.9.1a,16.10.1,16.11.1a,16.12.1 | IOS-XE
Cisco ASR920 12 CZ D Router | OID:1.3.6.1.4.1.9.1.2158 | 3.13/15.4(3)S,3.14/15.5S,3.15/15.5(2)S,3.18/15.6(2)S,15.6(2)SP1,16.5.1,16.6.1v1,16.6.1,16.7.1,3.17.1,16.9.1a,16.10.1,16.11.1a,16.12.1 | IOS-XE
Cisco ASR920 4S ZA Router | OID:1.3.6.1.4.1.9.1.2159 | 3.13/15.4(3)S,3.14/15.5S,3.15/15.5(2)S,3.18/15.6(2)S,15.6(2)SP1,16.5.1,16.6.1v1,16.6.1,16.7.1,3.17.1,16.9.1a,16.10.1,16.11.1a,16.12.1 | IOS-XE
Cisco ASR920 12 SZ IM CC | OID:1.3.6.1.4.1.9.1.2325 | 16.11.1a,16.12.1 | IOS-XE
Cisco ASR920 10S ZPD Router | OID:1.3.6.1.4.1.9.1.2160 | 3.13/15.4(3)S,3.14/15.5S,3.15/15.5(2)S,3.18/15.6(2)S,15.6(2)SP1,16.5.1,16.6.1v1,16.6.1,16.7.1,3.17.1,16.9.1a,16.10.1,16.11.1a,16.12.1 | IOS-XE
Switches and Hubs
Cisco Catalyst 6500 Series Switches
Features:
Logical View
Interfaces - Ethernet
Interfaces - Loopback
Interfaces - SwitchPort
Interfaces - Tunnel (Enable/Disable)
Interfaces - Virtual Template (View Only)
Interfaces - Vlan (View Only)
Interfaces - Others (View Only)
Routing - BGP (Event-based granular inventory is not supported)
Routing - OSPF (Event-based granular inventory is not supported)
Security - ACL
Device Details
System - Summary
System - Memory
System - Modules
System - Physical Ports
System - Redundancy
System - Sensor
System - Spanning Tree
System - VLANs
System - VTP
Interfaces - All Interfaces
Interfaces - Ether Channel
Interfaces - Ethernet Interfaces
Interfaces - IP Interfaces
Interfaces - VLAN Interfaces
Links
Physical
Device Type | SYSOIDS | S/W Version | Software
Cisco Catalyst 6500 Virtual Switching System | OID:1.3.6.1.4.1.9.1.896 | 15.1(2)SY9 | IOS
Cisco ME 3600X Series Ethernet Access Switches (Deprecated)
Features:
Logical View
EOAM - CFM
IPSLA - TWAMP Responder
Interfaces - Ethernet
Interfaces - Link Aggregation
Interfaces - Loopback
Interfaces - SwitchPort
Interfaces - Tunnel (Enable/Disable)
Interfaces - Virtual Template (View Only)
Interfaces - Vlan (View Only)
Interfaces - Others (View Only)
MPLS - LDP
QoS - Action Profiles
QoS - Classification Profiles
Routing - BGP
Routing - ISIS
Security - ACL
Device Details
System - Summary
System - Power Options & Fans
System - Memory
System - Modules
System - Physical Ports
System - VLANs
Interfaces - All Interfaces
Interfaces - Ether Channel
Interfaces - Ethernet Interfaces
Interfaces - IP Interfaces
Interfaces - VLAN Interfaces
Links
Physical
Device Type | SYSOIDS | S/W Version | Software
Cisco ME 3600X-24FS-M Switch | OID:1.3.6.1.4.1.9.1.1250 | 3.10/15.3(3)S,3.13/15.4(3)S,3.14/15.5S,3.15/15.5(2)S,3.18/15.6(2)S,15.6(2)SP1 | IOS-XE
Cisco ME 3600X-24TS-M Switch | OID:1.3.6.1.4.1.9.1.1251 | 3.10/15.3(3)S,3.13/15.4(3)S,3.14/15.5S,3.15/15.5(2)S,3.18/15.6(2)S,15.6(2)SP1 | IOS-XE
Cisco ME 3600X-24CX-M Switch | OID:1.3.6.1.4.1.9.1.1616 | 3.10/15.3(3)S,3.13/15.4(3)S,3.14/15.5S,3.15/15.5(2)S,3.18/15.6(2)S,15.6(2)SP1 | IOS-XE
Cisco ME 3600X-24CXE-M Switch | OID:1.3.6.1.4.1.9.1.1766 | 3.10/15.3(3)S,3.13/15.4(3)S,3.14/15.5S,3.15/15.5(2)S,3.18/15.6(2)S,15.6(2)SP1 | IOS-XE
Cisco ME 3800X Series Carrier Ethernet Switch Routers (Deprecated)
Features:
Logical View
EOAM - CFM
IPSLA - TWAMP Responder
Interfaces - Ethernet
Interfaces - Link Aggregation
Interfaces - Loopback
Interfaces - SwitchPort
Interfaces - Tunnel (Enable/Disable)
Interfaces - Virtual Template (View Only)
Interfaces - Vlan (View Only)
Interfaces - Others (View Only)
MPLS - LDP
QoS - Action Profiles
QoS - Classification Profiles
Routing - BGP
Routing - ISIS
Security - ACL
Device Details
System - Summary
System - Power Options & Fans
System - Civic Location
System - Memory
System - Modules
System - Physical Ports
System - VLANs
Interfaces - All Interfaces
Interfaces - Ether Channel
Interfaces - Ethernet Interfaces
Interfaces - IP Interfaces
Interfaces - VLAN Interfaces
Links
Physical
Device Type | SYSOIDS | S/W Version | Software
Cisco ME 3800X-24FS-M Switch Router | OID:1.3.6.1.4.1.9.1.1252 | 3.10/15.3(3)S,3.13/15.4(3)S,3.14/15.5S,3.15/15.5(2)S,3.18/15.6(2)S,15.6(2)SP1 | IOS-XE
Cisco ME 1200 Series Carrier Ethernet Access Devices
Features:
Logical View
QoS - Action Profiles
QoS - Classification Profiles
Device Details
System - Summary
System - Physical Ports
Interfaces - All Interfaces
Interfaces - Ethernet Interfaces
Interfaces - IP Interfaces
Interfaces - VLAN Interfaces
Links
Physical
Device Type | SYSOIDS | S/W Version | Software
Cisco ME 1200-4S-A Ethernet Access Device | OID:1.3.6.1.4.1.9.1.1899 | 15.6-3.SN1,15.6-4.SN1,15.6-5.SN1,15.6-6.SN,15.6-7.SN1 | ME1200 OS
Broadband Cable
Cable Modem Termination Systems (CMTS)
Cisco cBR Series Converged Broadband Routers (Deprecated)
Features:
Logical View
Security - ACL
Interfaces - Ethernet
Interfaces - Others (View Only)
Routing - OSPF
Device Details
Flash Information
Image Information
Interfaces - All Interfaces
Interfaces - IP
System - Physical Ports
System - Environment
System - Memory Pools
System - Modules
Links
Cable DOCSIS Dashboards
Physical
Device Type | SYSOIDS | S/W Version | Software
Cisco cBR-8 Converged Broadband Routers | OID:1.3.6.1.4.1.9.1.2141 | 3.18 SP/3.18S/3.17S/3.16S ,16.5.1,16.6.1,16.6.2,16.7.1,16.7.1a,16.7.1b,16.7.2,16.7.3,16.8.1,16.8.1d,16.8.1e,16.8.1ES2,16.8.2,16.9.1,16.9.1a,16.9.2,16.10.1c,16.10.1f, 16.10.1d ,16.10.2,16.11.1a,16.12.1 | IOS-XE

## Full RTM Support 3.1.1 DPP
Supported devices in Cisco EPN Manager 3.1.1
NOTE: All technologies support are with respect to IPV4
Optical Networking
Cisco Network Convergence System 4000 Series
Features:
Logical View
Alarm - Alarm Behaviour
Alarm - Alarm Profile
Clock - BITS-Frequency
Clock - BITS-Interface
Clock - Sync-E
EOAM - CFM
IP SLA - TWAMP Responder
Interfaces - Ethernet
Interfaces - Link Aggregation
Interfaces - Loopback
Interfaces - Tunnel (Enable/Disable)
Interfaces - Virtual Template (View Only)
Interfaces - Vlan (View Only)
Interfaces - Others (View Only)
MPLS - LDP
MPLS - MPLS-TE
Optical Interfaces - Maintenance - Loopback
Optical Interfaces - Maintenance - PRBS Configuration
Optical Interfaces - Provisioning - ODU - Channelization
Optical Interfaces - Provisioning - OTN - FEC
Optical Interfaces - Provisioning - OTN - GCC
Optical Interfaces - Provisioning - OTN - NNI
Optical Interfaces - Provisioning - OTN - Packet Termination
Optical Interfaces - Provisioning - OTN - Topology
Optical Interfaces - Provisioning - Admin Status
Optical Interfaces - Provisioning - GMPLS
Optical Interfaces - Provisioning - LMP
Optical Interfaces - Provisioning - Patch Cord
Optical Interfaces - Provisioning - Performance Monitoring
Optical Interfaces - Provisioning - Port Mode
Optical Interfaces - Provisioning - Protection Profile
Optical Interfaces - Provisioning - TCM Configuration
Optical Interfaces - Provisioning - Wavelength
QoS - Action Profiles
QoS - Classification Profiles
Routing - BGP
Routing - ISIS
Routing - OSPF
Routing - Static
Device Details
Ethernet interface
Oc interface
Odu Interface
Optical Feature Iosxr Gcc
Optical Feature Iosxr Odu Cross Connections
Optical Feature Iosxr Stacking
Optics Interface
Otu Interface
Port Mode
Stm interface
MPLS_TE_FRR
Physical Topology
Links
Optical Feature Iosxr Lmp
Otu Link
OSPF
Physical
Technology
OSPF
PTP
Sync E
Device Type | SYSOIDS | S/W Version | Software
Cisco NCS 4016 | OID:1.3.6.1.4.1.9.1.1939 | 6.1.12,6.1.22,6.1.32,6.1.42,6.5.26 ,6.5.28 | IOS-XR
Cisco NCS 4009 | OID:1.3.6.1.4.1.9.1.2253 | 6.1.12,6.1.22,6.1.32,6.1.42,6.5.26,6.5.28 | IOS-XR
Cisco Network Convergence System 1000 Series
Features:
Logical View
Loopback
Admin Status
Slice configuration
Controller wavelength configuration
Device Details
Ethernet Interface
Optical Feature Iosxr Stacking
Optics Interface
Coherent DSP Interface (NCS 1002 only)
Links
OSC link discovery (NCS1001 only)
Device Type | SYSOIDS | S/W Version | Software
Cisco NCS 1001 | OID: 1.3.6.1.4.1.9.1.2423 | 6.3.1, 6.3.2,6.5.1; 6.5.2 and 7.0.1 without OTDR support | IOS-XR
Routers
Cisco Carrier Routing System
Features:
Logical View
EOAM - CFM
IP SLA - TWAMP Responder
Interfaces - Ethernet
Interfaces - Link Aggregation
Interfaces - Loopback
Interface - Tunnel (Enable/Disable)
Interfaces - Virtual Template (View Only)
Interfaces - Vlan (View Only)
Interfaces - Others (View Only)
MPLS - LDP
QoS - Action Profiles
QoS - Classification Profiles
Routing - BGP
Routing - ISIS
Routing - OSPF
Routing - Static
Security - ACL
Device Details
System - Summary
System - Power Options & Fans
System - Civic Location
System - Memory
System - Modules
System - Physical Ports
Interfaces - All Interfaces
Interfaces - Ethernet Interfaces
Interfaces - IP Interfaces
Settings - Loopback
Links
Physical
Device Type | SYSOIDS | S/W Version | Software
Cisco Back to Back system - CRS 16 | OID:1.3.6.1.4.1.9.1.613 | 5.3.3,6.0.1,6.1.2,6.1.3,6.1.4,6.4.2 | IOS-XR
Cisco CRS-1 8-Slot Single-Shelf System | OID:1.3.6.1.4.1.9.1.643 | 5.3.3,6.0.1,6.1.2,6.1.3,6.1.4,6.4.2 | IOS-XR
Cisco CRS-1 4-Slot Single-Shelf System | OID:1.3.6.1.4.1.9.1.822 | 5.3.3,6.0.1,6.1.2,6.1.3,6.1.4,6.4.2 | IOS-XR
Cisco Back to Back system - CRS 16 | OID:1.3.6.1.4.1.9.1.1331 | 5.3.3,6.0.1,6.1.2,6.1.3,6.1.4,6.4.2 | IOS-XR
Cisco CRS-1 8-Slot Line Card Chassis | OID:1.3.6.1.4.1.9.1.1658 | 5.3.3,6.0.1,6.1.2,6.1.3,6.1.4,6.4.2 | IOS-XR
Cisco Network Convergence System 5000 Series
Features:
Logical View
Clock - BITS-Frequency
Clock - BITS-Interface
Clock - Sync-E
EOAM - CFM
IP SLA - TWAMP Responder
Interfaces - Ethernet
Interfaces - Link Aggregation
Interfaces - Loopback
Interface - Tunnel (Enable/Disable)
Interfaces - Virtual Template (View Only)
Interfaces - Vlan (View Only)
Interfaces - Others (View Only)
MPLS - LDP
QoS - Action Profiles
QoS - Classification Profiles
Routing - BGP
Routing - ISIS
Routing - OSPF
Routing - Static
Security - ACL
Device Details
System - Summary
System - Power Options & Fans
System - Civic Location
System - Memory
System - Modules
System -Physical Ports
Interfaces - All Interfaces
Interfaces - Ethernet Interfaces
Interfaces - IP Interfaces
Links
BGP
ISIS
MPLS
LAG
LDP
OSPF
Physical
Technology
BGP
ISIS
OSPF
Device Type | SYSOIDS | S/W Version | Software
Cisco NCS 5001 | OID:1.3.6.1.4.1.9.1.2317 | 6.1.1,6.1.2,6.1.3,6.1.4,6.2.1 | IOS-XR
Cisco NCS 5002 | OID:1.3.6.1.4.1.9.1.2318 | 6.1.1,6.1.2,6.1.3,6.1.4,6.2.1,6.5.3 | IOS-XR
Cisco NCS 5011 | OID:1.3.6.1.4.1.9.1.2411 | 6.1.2,6.1.3,6.1.4,6.2.1 | IOS-XR
Cisco Network Convergence System 5500 Series
Features:
Logical View
EOAM - CFM
IP SLA - TWAMP Responder
Interfaces - Ethernet
Interfaces - Link Aggregation
Interfaces - Loopback
Interface - Tunnel (Enable/Disable)
Interfaces - Virtual Template (View Only)
Interfaces - Vlan (View Only)
Interface - Others (View Only)
MPLS - LDP
MPLS - MPLS-TE
QoS - Action Profiles
QoS - Classification Profiles
Routing - BGP
Routing - ISIS
Routing - OSPF
Routing - Static
Security - ACL
Device Details
System - Summary
System - Power Options & Fans
System - Civic Location
System - Memory
System - Modules
System -Physical Ports
System - Sensor
System - Spanning Tree
System - Stacks
System - VLANs
System - VTP
Interfaces - All Interfaces
Interfaces - Coherent DSP
Interfaces - Ether Channel
Interfaces - Ethernet Interfaces
Interfaces - IP Interfaces
Interfaces - Optics Interfaces
Interfaces - VLAN Interfaces
Settings - Loopback
Links
BGP
ISIS
MPLS
LAG
LDP
OSPF
Physical
Technology
BGP
ISIS
OSPF
Device Type | SYSOIDS | S/W Version | Software
Cisco NCS 5501 | OID:1.3.6.1.4.1.9.1.2400 | 6.1.2,6.1.3,6.1.4,6.3.2,6.3.3,6.5.2,6.5.3,6.6.1,7.0.1 | IOS-XR
Cisco NCS 5501-SE | OID:1.3.6.1.4.1.9.1.2350 | 6.1.2,6.1.3,6.1.4,6.3.2,6.3.3,6.5.2,6.5.3,6.6.1,7.0.1 | IOS-XR
Cisco NCS 5502 | OID:1.3.6.1.4.1.9.1.2401 | 6.1.2,6.1.3,6.1.4,6.3.2,6.3.3,6.5.2,6.5.3,6.6.1,7.0.1 | IOS-XR
Cisco NCS 5502-SE | OID:1.3.6.1.4.1.9.1.2351 | 6.1.2,6.1.3,6.1.4,6.3.2,6.3.3,6.5.2,6.5.3,6.6.1,7.0.1 | IOS-XR
Cisco NCS 5508 | OID:1.3.6.1.4.1.9.1.2349 | 6.0.1,6.1.2,6.1.3,6.1.4,6.3.2,6.3.3,6.5.2,6.5.3,6.6.1,7.0.1 | IOS-XR
Cisco NCS 5516 | OID:1.3.6.1.4.1.9.1.2412 | 6.1.3,6.1.4,6.3.2,6.3.3,6.5.2,6.5.3,6.6.1,7.0.1 | IOS-XR
Cisco NCS 5504 | OID:1.3.6.1.4.1.9.1.2413 | 6.3.3,6.5.2,6.5.3,6.6.1,7.0.1 | IOS-XR
Cisco NCS 55A2-MOD-S | OID:1.3.6.1.4.1.9.1.2571 | 6.3.3,6.5.1,6.5.2,6.5.3,6.6.1,7.0.1 | IOS-XR
Cisco NCS 55A2-MOD-HD-S | OID:1.3.6.1.4.1.9.1.2735 | 6.3.3,6.5.1,6.5.2,6.5.3,6.6.1,7.0.1 | IOS-XR
Cisco NCS 55A2-MOD-SE-S | OID:1.3.6.1.4.1.9.1.2570 | 6.3.3,6.5.2,6.5.3,6.6.1,6.6.25,7.0.1 | IOS-XR
Cisco NCS 55A1-36H-SE-S | OID:1.3.6.1.4.1.9.1.2428 | 6.3.3,6.5.3 | IOS-XR
Cisco NCS 55A1-48Q6H | OID:1.3.6.1.4.1.9.1.2866 | 7.0.1 | IOS-XR
Cisco NCS 55A1-36H-S | OID:1.3.6.1.4.1.9.1.2429 | 7.0.1 | IOS-XR
Cisco NCS 55A1-24Q6H-S | OID:1.3.6.1.4.1.9.1.2867 | 7.0.1 | IOS-XR
Cisco Network Convergence System 560 Series Routers
Features:
Logical View
EOAM - CFM
IPSLA - TWAMP Responder
Interfaces - Ethernet
Interfaces - Link Aggregation
Interfaces - Loopback
Interfaces - Others (View Only)
MPLS - LDP
MPLS - MPLS-TE
QoS - Action Profiles
QoS - Classification Profiles
Routing - BGP
Routing - ISIS
Routing - OSPF
Routing - Static
Security - ACL
Device Details
System - Summary
System - Power Options & Fans
System - Civic Location
System - Memory
System - Modules
System - Physical Ports
System - Sensor
Interfaces - All Interfaces
Interfaces - Ethernet Interfaces
Interfaces - IP Interfaces
Links
Physical
ISIS
OSPF
MPLS
LDP
CFM
Technology
ISIS
OSPF
LDP
LLDP
Device Type | SYSOIDS | S/W Version | Software
Cisco NCS 560 Router | OID:1.3.6.1.4.1.9.1.2743 | 6.6.25,7.0.1 | IOS-XR
Cisco NCS 560 Enhanced Router | OID:1.3.6.1.4.1.9.1.2744 | 6.6.25,7.0.1 | IOS-XR
Cisco NCS 560-4 Enhanced Router | OID:1.3.6.1.4.1.9.1.2855 | 6.6.25,7.0.1 | IOS-XR
Cisco NCS 560-4 Router | OID:1.3.6.1.4.1.9.1.2856 | 6.6.25,7.0.1 | IOS-XR
Cisco Network Convergence System 540L Series Routers
Features:
Logical View
EOAM - CFM
IP SLA - TWAMP Responder
Interfaces - Ethernet
Interfaces - Link Aggregation
Interfaces - Loopback
Interfaces - Tunnel (Enable/Disable)
Interfaces - Virtual Template (View Only)
Interfaces - Vlan (View Only)
Interfaces - Others (View Only)
MPLS - LDP
MPLS - MPLS-TE
QoS - Action Profiles
QoS - Classification Profiles
Routing - BGP
Routing - ISIS
Routing - OSPF
Routing - Static
Security - ACL
Device Details
System - Summary
System - Power Options & Fans
System - Civic Location
System - Memory
System - Modules
System - Physical Ports
System - Sensor
Interfaces - All Interfaces
Interfaces - Ethernet Interfaces
Interfaces - IP Interfaces
Links
MPLS
LDP
ISIS
MPLS-TE
OSPF
Physical
Technology
BGP
ISIS
OSPF
Device Type | SYSOIDS | S/W Version | Software
Cisco NCS 540X-12Z16G-SYS-A Router | OID:1.3.6.1.4.1.9.1.2246 | 7.0.1 | IOS-XR
Cisco NCS 540X-12Z16G-SYS-D Router | OID:1.3.6.1.4.1.9.1.2247 | 7.0.1 | IOS-XR
Cisco NCS 540X-16Z4G8Q2C-A Router | OID:1.3.6.1.4.1.9.1.2242 | 7.0.1 | IOS-XR
Cisco NCS 540X-16Z4G8Q2C-D Router | OID:1.3.6.1.4.1.9.1.2243 | 7.0.1 | IOS-XR
Cisco ASR 9000 Series Aggregation Services Routers
Features:
Logical View
EOAM - CFM
IP SLA - TWAMP Responder
Interfaces - Ethernet
Interfaces - Link Aggregation
Interfaces - Loopback
Interfaces - Tunnel (Enable/Disable)
Interfaces - Virtual Template (View Only)
Interfaces - Vlan (View Only)
Interfaces - Others (View Only)
MPLS - LDP
MPLS - MPLS-TE (from 6.1.2)
QoS - Action Profiles
QoS - Classification Profiles
Routing - BGP
Routing - ISIS
Routing - OSPF
Routing - Static
Security - ACL
Device Details
System - Summary
System - Power Options & Fans
System - Civic Location
System - Memory
System - Modules
System - Physical Ports
System - Sensor
System - Spanning Tree
Interfaces - All Interfaces
Interfaces - Ether Channel
Interfaces - Ethernet Interfaces
Interfaces - IP Interfaces
Interfaces - ODU Interfaces
Interfaces - OTU Interfaces
Interfaces - Optics Interfaces
Settings - Loopback
Links
BGP
ISIS
MPLS
LAG
LDP
OSPF
Physical
Router Cluster
Satellite
Technology
BGP
ISIS
OSPF
Device Type | SYSOIDS | S/W Version | Software
Cisco ASR 9010 Router | OID:1.3.6.1.4.1.9.1.1017 | 4.3.4,5.1.3,5.2.0,5.2.2,5.2.4,5.3.0,5.3.1,5.3.2,5.3.3,5.3.4,6.0.1,6.0.2,6.1.1,6.1.2,6.1.3,6.1.4,6.2.2,6.2.3,6.3.2,6.3.3,6.5.2,6.5.3 | IOS-XR
Cisco ASR 9904 Router | OID:1.3.6.1.4.1.9.1.1762 | 4.3.4,5.1.3,5.2.0,5.2.2,5.2.4,5.3.0,5.3.1,5.3.2,5.3.3,5.3.4,6.0.1,6.0.2,6.1.1,6.1.2,6.1.3,6.1.4,6.2.2,6.2.3,6.3.2,6.3.3,6.5.2,6.5.3 | IOS-XR
Cisco ASR 9006 Router | OID:1.3.6.1.4.1.9.1.1018 | 4.3.4,5.1.3,5.2.0,5.2.2,5.2.4,5.3.0,5.3.1,5.3.2,5.3.3,5.3.4,6.0.1,6.0.2,6.1.1,6.1.2,6.1.3,6.1.4,6.2.2,6.2.3,6.3.2,6.3.3,6.5.2,6.5.3 | IOS-XR
Cisco ASR 9001 Router | OID:1.3.6.1.4.1.9.1.1639 | 4.3.4,5.1.3,5.2.0,5.2.2,5.2.4,5.3.0,5.3.1,5.3.2,5.3.3,5.3.4,6.0.1,6.0.2,6.1.1,6.1.2,6.1.3,6.1.4,6.2.2,6.2.3,6.3.2,6.3.3,6.5.2,6.5.3 | IOS-XR
Cisco ASR 9910 Router | OID:1.3.6.1.4.1.9.1.2390 | 4.3.4,5.1.3,5.2.0,5.2.2,5.2.4,5.3.0,5.3.1,5.3.2,5.3.3,5.3.4,6.0.1,6.0.2,6.1.1,6.1.2,6.1.3,6.1.4,6.2.2,6.2.3,6.3.2,6.3.3,6.5.2,6.5.3 | IOS-XR
Cisco ASR 9912 Router | OID:1.3.6.1.4.1.9.1.1709 | 4.3.4,5.1.3,5.2.0,5.2.2,5.2.4,5.3.0,5.3.1,5.3.2,5.3.3,5.3.4,6.0.1,6.0.2,6.1.1,6.1.2,6.1.3,6.1.4,6.2.2,6.2.3,6.3.2,6.3.3,6.5.2,6.5.3 | IOS-XR
Cisco ASR 9906 Router | OID:1.3.6.1.4.1.9.1.2572 | 6.3.2,6.3.3,6.5.2,6.5.3 | IOS-XR
Cisco ASR 9901 Router | OID:1.3.6.1.4.1.9.1.2658 | 6.5.3,6.6.1 | IOS-XR
Cisco ASR 9922 Router | OID:1.3.6.1.4.1.9.1.1640 | 4.3.4,5.1.3,5.2.0,5.2.2,5.2.4,5.3.0,5.3.1,5.3.2,5.3.3,5.3.4,6.0.1,6.0.2,6.1.1,6.1.2,6.1.3,6.1.4,6.2.2,6.2.3,6.3.2,6.3.3,6.5.2,6.5.3 | IOS-XR
Cisco IOS XRv 9000 Router | OID:1.3.6.1.4.1.9.1.2264 | 7.0.1 | IOS-XR
Satellites Supported | SYSOIDS | S/W Version | Software
Cisco ASR-9000v DC Power ANSI Chassis | OID:1.3.6.1.4.1.9.12.3.1.3.1220 | 5.2.0,5.2.2,5.3.0,5.3.1,5.3.2,5.3.3,6.0.1,6.1.2 | IOS-XR
Cisco ASR-9000v DC Power ETSI Chassis | OID:1.3.6.1.4.1.9.12.3.1.3.1221 | 5.2.0,5.2.2,5.3.0,5.3.1,5.3.2,5.3.3,6.0.1,6.1.2 | IOS-XR
Cisco ASR-9000v AC Chassis | OID:1.3.6.1.4.1.9.12.3.1.3.1222 | 5.2.0,5.2.2,5.3.0,5.3.1,5.3.2,5.3.3,6.0.1,6.1.2 | IOS-XR
Cisco ASR 9000V 24vDcA Router | OID:1.3.6.1.4.1.9.12.3.1.3.1490 | 5.2.0,5.2.2,5.3.0,5.3.1,5.3.2,5.3.3,6.0.1,6.1.2 | IOS-XR
Cisco ASR 9000V2 AC Chassis Router | OID:1.3.6.1.4.1.9.12.3.1.3.1615 | 5.2.2,5.3.0,5.3.1,5.3.2,5.3.3,6.0.1,6.1.2 | IOS-XR
Cisco NCS 5001 | OID:1.3.6.1.4.1.9.1.2317 | 6.1.1,6.1.2,6.1.3,6.1.4,6.2.1 | IOS-XR
Cisco NCS 5002 | OID:1.3.6.1.4.1.9.1.2318 | 6.1.1,6.1.2,6.1.3,6.1.4,6.2.1 | IOS-XR
Cisco NCS 5501-SE | OID:1.3.6.1.4.1.9.1.2350 | 6.1.2,6.1.3,6.1.4,6.3.2 | IOS-XR
Cisco NCS 5502-SE | OID:1.3.6.1.4.1.9.1.2351 | 6.1.2,6.1.3,6.1.4,6.3.2 | IOS-XR
Cisco ASR 920 Series Aggregation Services Routers
Features:
Logical View
Circuit Emulation - Controller Mode
Circuit Emulation - PDH
Circuit Emulation - Protection Group
Circuit Emulation - Sonet and SDH
Clock - BITS-Frequency
Clock - BITS-Interface
Clock - PTP
Clock - Recovered Clock
Clock - Sync-E
EOAM - CFM
IP SLA - TWAMP Responder
Interfaces - C37.94/Voice
Interfaces - Ethernet
Interfaces - Link Aggregation
Interfaces - Loopback
Interfaces - Tunnel (Enable/Disable)
Interfaces - Virtual Template (View Only)
Interfaces - Vlan (View Only)
Interfaces - Others (View Only)
MPLS - LDP
MPLS - MPLS-TE
Physical - Bandwidth
Physical - Card Mode
Physical - Pluggable Type
Port Analyzer - RSPAN - Destination Node
Port Analyzer - RSPAN - Source Node
Port Analyzer - SPAN
QoS - Action Profiles
QoS - Classification Profiles
Routing - BGP
Routing - ISIS
Routing - OSPF
Routing - Static
Security - ACL
Device Details
System - Summary
System - Power Options & Fans
System - Civic Location
System - Memory
System - Modules
System - Physical Ports
System - Sensor
System - Spanning Tree
Interfaces - All Interfaces
Interfaces - Ether Channel
Interfaces - Ethernet Interfaces
Interfaces - IP Interfaces
Links
BGP
ISIS
LDP
LAG
MPLS
OSPF
Physical
Pseudowire
Technology
BGP
ISIS
OSPF
PTP
Sync E
Device Type | SYSOIDS | S/W Version | Software
Cisco ASR 920 Router | OID:1.3.6.1.4.1.9.1.2062 | 3.13/15.4(3)S,3.14/15.5S,3.15/15.5(2)S,3.18/15.6(2)S,15.6(2)SP1,16.5.1,16.6.1v1,16.6.1,16.7.1,3.17.1,16.9.1a,16.10.1,16.11.1a,16.12.1 | IOS-XE
Cisco ASR 920 24SZIM Router | OID:1.3.6.1.4.1.9.1.2100 | 3.13/15.4(3)S,3.14/15.5S,3.15/15.5(2)S,3.18/15.6(2)S,15.6(2)SP1,16.5.1,16.6.1v1,16.6.1,16.7.1,3.17.1,16.9.1a,16.10.1,16.11.1a,16.12.1 | IOS-XE
Cisco ASR 920 24TZM Router | OID:1.3.6.1.4.1.9.1.2101 | 3.13/15.4(3)S,3.14/15.5S,3.15/15.5(2)S,3.18/15.6(2)S,15.6(2)SP1,16.5.1,16.6.1v1,16.6.1,16.7.1,3.17.1,16.9.1a,16.10.1,16.11.1a,16.12.1 | IOS-XE
Cisco ASR 920 24SZM Router | OID:1.3.6.1.4.1.9.1.2102 | 3.13/15.4(3)S,3.14/15.5S,3.15/15.5(2)S,3.16/15.5(3)S,3.18/15.6(2)S,15.6(2)SP1,16.5.1,16.6.1v1,16.6.1,16.7.1,3.17.1,16.9.1a,16.10.1,16.11.1a,16.12.1 | IOS-XE
Cisco ASR 920-12SZ-IM Router | OID:1.3.6.1.4.1.9.1.2247 | 3.16/15.5(3)S,3.18/15.6(2)S,15.6(2)SP1,16.5.1,16.6.1v1,16.6.1,16.7.1,3.17.1,16.6.3,16.9.1a,16.10.1,16.11.1a,16.12.1 | IOS-XE
Cisco ASR-920-20SZ-M Router | OID:1.3.6.1.4.1.9.1.2705 | 16.9.1a,16.10.1,16.11.1a,16.12.1,16.11.1a,16.12.1 | IOS-XE
Cisco ASR920 4S ZD Router | OID:1.3.6.1.4.1.9.1.2155 | 3.13/15.4(3)S,3.14/15.5S,3.15/15.5(2)S,3.18/15.6(2)S,15.6(2)SP1,16.5.1,16.6.1v1,16.6.1,16.7.1,3.17.1,16.9.1a,16.10.1,16.11.1a,16.12.1 | IOS-XE
Cisco ASR920 8S Z0A Router | OID:1.3.6.1.4.1.9.1.2156 | 3.13/15.4(3)S,3.14/15.5S,3.15/15.5(2)S,3.18/15.6(2)S,15.6(2)SP1,16.5.1,16.6.1v1,16.6.1,16.7.1,3.17.1,16.9.1a,16.10.1,16.11.1a,16.12.1 | IOS-XE
Cisco ASR920 12 CZA Router | OID:1.3.6.1.4.1.9.1.2157 | 3.13/15.4(3)S,3.14/15.5S,3.15/15.5(2)S,3.18/15.6(2)S,15.6(2)SP1,16.5.1,16.6.1v1,16.6.1,16.7.1,3.17.1,16.9.1a,16.10.1,16.11.1a,16.12.1 | IOS-XE
Cisco ASR920 12 CZ D Router | OID:1.3.6.1.4.1.9.1.2158 | 3.13/15.4(3)S,3.14/15.5S,3.15/15.5(2)S,3.18/15.6(2)S,15.6(2)SP1,16.5.1,16.6.1v1,16.6.1,16.7.1,3.17.1,16.9.1a,16.10.1,16.11.1a,16.12.1 | IOS-XE
Cisco ASR920 4S ZA Router | OID:1.3.6.1.4.1.9.1.2159 | 3.13/15.4(3)S,3.14/15.5S,3.15/15.5(2)S,3.18/15.6(2)S,15.6(2)SP1,16.5.1,16.6.1v1,16.6.1,16.7.1,3.17.1,16.9.1a,16.10.1,16.11.1a,16.12.1 | IOS-XE
Cisco ASR920 12 SZ IM CC | OID:1.3.6.1.4.1.9.1.2325 | 16.11.1a,16.12.1 | IOS-XE
Cisco ASR920 10S ZPD Router | OID:1.3.6.1.4.1.9.1.2160 | 3.13/15.4(3)S,3.14/15.5S,3.15/15.5(2)S,3.18/15.6(2)S,15.6(2)SP1,16.5.1,16.6.1v1,16.6.1,16.7.1,3.17.1,16.9.1a,16.10.1,16.11.1a,16.12.1 | IOS-XE
Cisco ASR 920-8S4Z-PD Router | OID:1.3.6.1.4.1.9.1.2888 | 16.9.4 | IOS-XE
Cisco Network Convergence System 540 Series Routers
Features:
Logical View
EOAM - CFM
IP SLA - TWAMP Responder
Interfaces - Ethernet
Interfaces - Link Aggregation
Interfaces - Loopback
Interfaces - Others (View Only)
MPLS - LDP
MPLS - MPLS-TE
QoS - Action Profiles
QoS - Classification Profiles
Routing - BGP
Routing - ISIS
Routing - OSPF
Routing - Static
Security - ACL
Device Details
System - Summary
System - Power Options & Fans
System - Civic Location
System - Memory
System - Modules
System - Physical Ports
System - Sensor
Interfaces - All Interfaces
Interfaces - Ethernet Interfaces
Interfaces - IP Interfaces
Links
MPLS
LDP
ISIS
MPLS-TE
OSPF
Physical
Technology
BGP
ISIS
OSPF
Device Type | SYSOIDS | S/W Version | Software
Cisco NCS 540-24Z8Q2C-M Router | OID:1.3.6.1.4.1.9.1.2430 | 6.3.2,6.6.1,7.0.1 | IOS-XR
Cisco NCS 540-ACC-SYS Router | OID:1.3.6.1.4.1.9.1.2231 | 6.6.25,7.0.1 | IOS-XR
Cisco NCS 540X-ACC-SYS Router | OID:1.3.6.1.4.1.9.1.2232 | 6.6.25,7.0.1 | IOS-XR

## Full RTM Support 3.1.2 DPP
Supported devices in Cisco EPN Manager 3.1.2
Routers
Cisco Network Convergence System 5500 Series
Features:
Logical View
EOAM - CFM
IP SLA - TWAMP Responder
Interfaces - Ethernet
Interfaces - Link Aggregation
Interfaces - Loopback
Interface - Tunnel (Enable/Disable)
Interfaces - Virtual Template (View Only)
Interfaces - Vlan (View Only)
Interface - Others (View Only)
MPLS - LDP
MPLS - MPLS-TE
QoS - Action Profiles
QoS - Classification Profiles
Routing - BGP
Routing - ISIS
Routing - OSPF
Routing - Static
Security - ACL
Device Details
System - Summary
System - Power Options & Fans
System - Civic Location
System - Memory
System - Modules
System -Physical Ports
System - Sensor
System - Spanning Tree
System - Stacks
System - VLANs
System - VTP
Interfaces - All Interfaces
Interfaces - Coherent DSP
Interfaces - Ether Channel
Interfaces - Ethernet Interfaces
Interfaces - IP Interfaces
Interfaces - Optics Interfaces
Interfaces - VLAN Interfaces
Settings - Loopback
Links
BGP
ISIS
MPLS
LAG
LDP
OSPF
Physical
Technology
BGP
ISIS
OSPF
Device Type | SYSOIDS | S/W Version | Software
Cisco NCS 5501 | OID:1.3.6.1.4.1.9.1.2400 | 6.1.2,6.1.3,6.1.4,6.3.2,6.3.3,6.5.2,6.5.3,6.6.1,7.0.1 | IOS-XR
Cisco NCS 5501-SE | OID:1.3.6.1.4.1.9.1.2350 | 6.1.2,6.1.3,6.1.4,6.3.2,6.3.3,6.5.2,6.5.3,6.6.1,7.0.1 | IOS-XR
Cisco NCS 5502 | OID:1.3.6.1.4.1.9.1.2401 | 6.1.2,6.1.3,6.1.4,6.3.2,6.3.3,6.5.2,6.5.3,6.6.1,7.0.1 | IOS-XR
Cisco NCS 5502-SE | OID:1.3.6.1.4.1.9.1.2351 | 6.1.2,6.1.3,6.1.4,6.3.2,6.3.3,6.5.2,6.5.3,6.6.1,7.0.1 | IOS-XR
Cisco NCS 5508 | OID:1.3.6.1.4.1.9.1.2349 | 6.0.1,6.1.2,6.1.3,6.1.4,6.3.2,6.3.3,6.5.2,6.5.3,6.6.1,7.0.1 | IOS-XR
Cisco NCS 5516 | OID:1.3.6.1.4.1.9.1.2412 | 6.1.3,6.1.4,6.3.2,6.3.3,6.5.2,6.5.3,6.6.1,7.0.1 | IOS-XR
Cisco NCS 5504 | OID:1.3.6.1.4.1.9.1.2413 | 6.3.3,6.5.2,6.5.3,6.6.1,7.0.1 | IOS-XR
Cisco NCS 55A2-MOD-S | OID:1.3.6.1.4.1.9.1.2571 | 6.3.3,6.5.1,6.5.2,6.5.3,6.6.1,7.0.1 | IOS-XR
Cisco NCS 55A2-MOD-HD-S | OID:1.3.6.1.4.1.9.1.2735 | 6.3.3,6.5.1,6.5.2,6.5.3,6.6.1,7.0.1 | IOS-XR
Cisco NCS 55A2-MOD-SE-S | OID:1.3.6.1.4.1.9.1.2570 | 6.3.3,6.5.2,6.5.3,6.6.1,6.6.25,7.0.1 | IOS-XR
Cisco NCS 55A1-36H-SE-S | OID:1.3.6.1.4.1.9.1.2428 | 6.3.3,6.5.3 | IOS-XR
Cisco NCS 55A1-48Q6H | OID:1.3.6.1.4.1.9.1.2866 | 7.0.1 | IOS-XR
Cisco NCS 55A1-36H-S | OID:1.3.6.1.4.1.9.1.2429 | 7.0.1 | IOS-XR
Cisco NCS 55A1-24Q6H-S | OID:1.3.6.1.4.1.9.1.2867 | 7.0.1 | IOS-XR
Cisco NCS-55A1-24H | OID:1.3.6.1.4.1.9.1.2432 | 6.6.25 | IOS-XR
Cisco ASR 920 Series Aggregation Services Routers
Features:
Logical View
Circuit Emulation - Controller Mode
Circuit Emulation - PDH
Circuit Emulation - Protection Group
Circuit Emulation - Sonet and SDH
Clock - BITS-Frequency
Clock - BITS-Interface
Clock - PTP
Clock - Recovered Clock
Clock - Sync-E
EOAM - CFM
IP SLA - TWAMP Responder
Interfaces - C37.94/Voice
Interfaces - Ethernet
Interfaces - Link Aggregation
Interfaces - Loopback
Interfaces - Tunnel (Enable/Disable)
Interfaces - Virtual Template (View Only)
Interfaces - Vlan (View Only)
Interfaces - Others (View Only)
MPLS - LDP
MPLS - MPLS-TE
Physical - Bandwidth
Physical - Card Mode
Physical - Pluggable Type
Port Analyzer - RSPAN - Destination Node
Port Analyzer - RSPAN - Source Node
Port Analyzer - SPAN
QoS - Action Profiles
QoS - Classification Profiles
Routing - BGP
Routing - ISIS
Routing - OSPF
Routing - Static
Security - ACL
Device Details
System - Summary
System - Power Options & Fans
System - Civic Location
System - Memory
System - Modules
System - Physical Ports
System - Sensor
System - Spanning Tree
Interfaces - All Interfaces
Interfaces - Ether Channel
Interfaces - Ethernet Interfaces
Interfaces - IP Interfaces
Links
BGP
ISIS
LDP
LAG
MPLS
OSPF
Physical
Pseudowire
Technology
BGP
ISIS
OSPF
PTP
Sync E
Device Type | SYSOIDS | S/W Version | Software
Cisco ASR 920 Router | OID:1.3.6.1.4.1.9.1.2062 | 3.13/15.4(3)S,3.14/15.5S,3.15/15.5(2)S,3.18/15.6(2)S,15.6(2)SP1,16.5.1,16.6.1v1,16.6.1,16.7.1,3.17.1,16.9.1a,16.10.1,16.11.1a,16.12.1 | IOS-XE
Cisco ASR 920 24SZIM Router | OID:1.3.6.1.4.1.9.1.2100 | 3.13/15.4(3)S,3.14/15.5S,3.15/15.5(2)S,3.18/15.6(2)S,15.6(2)SP1,16.5.1,16.6.1v1,16.6.1,16.7.1,3.17.1,16.9.1a,16.10.1,16.11.1a,16.12.1 | IOS-XE
Cisco ASR 920 24TZM Router | OID:1.3.6.1.4.1.9.1.2101 | 3.13/15.4(3)S,3.14/15.5S,3.15/15.5(2)S,3.18/15.6(2)S,15.6(2)SP1,16.5.1,16.6.1v1,16.6.1,16.7.1,3.17.1,16.9.1a,16.10.1,16.11.1a,16.12.1 | IOS-XE
Cisco ASR 920 24SZM Router | OID:1.3.6.1.4.1.9.1.2102 | 3.13/15.4(3)S,3.14/15.5S,3.15/15.5(2)S,3.16/15.5(3)S,3.18/15.6(2)S,15.6(2)SP1,16.5.1,16.6.1v1,16.6.1,16.7.1,3.17.1,16.9.1a,16.10.1,16.11.1a,16.12.1 | IOS-XE
Cisco ASR 920-12SZ-IM Router | OID:1.3.6.1.4.1.9.1.2247 | 3.16/15.5(3)S,3.18/15.6(2)S,15.6(2)SP1,16.5.1,16.6.1v1,16.6.1,16.7.1,3.17.1,16.6.3,16.9.1a,16.10.1,16.11.1a,16.12.1 | IOS-XE
Cisco ASR-920-20SZ-M Router | OID:1.3.6.1.4.1.9.1.2705 | 16.9.1a,16.10.1,16.11.1a,16.12.1,16.11.1a,16.12.1 | IOS-XE
Cisco ASR920 4S ZD Router | OID:1.3.6.1.4.1.9.1.2155 | 3.13/15.4(3)S,3.14/15.5S,3.15/15.5(2)S,3.18/15.6(2)S,15.6(2)SP1,16.5.1,16.6.1v1,16.6.1,16.7.1,3.17.1,16.9.1a,16.10.1,16.11.1a,16.12.1 | IOS-XE
Cisco ASR920 8S Z0A Router | OID:1.3.6.1.4.1.9.1.2156 | 3.13/15.4(3)S,3.14/15.5S,3.15/15.5(2)S,3.18/15.6(2)S,15.6(2)SP1,16.5.1,16.6.1v1,16.6.1,16.7.1,3.17.1,16.9.1a,16.10.1,16.11.1a,16.12.1 | IOS-XE
Cisco ASR920 12 CZA Router | OID:1.3.6.1.4.1.9.1.2157 | 3.13/15.4(3)S,3.14/15.5S,3.15/15.5(2)S,3.18/15.6(2)S,15.6(2)SP1,16.5.1,16.6.1v1,16.6.1,16.7.1,3.17.1,16.9.1a,16.10.1,16.11.1a,16.12.1 | IOS-XE
Cisco ASR920 12 CZ D Router | OID:1.3.6.1.4.1.9.1.2158 | 3.13/15.4(3)S,3.14/15.5S,3.15/15.5(2)S,3.18/15.6(2)S,15.6(2)SP1,16.5.1,16.6.1v1,16.6.1,16.7.1,3.17.1,16.9.1a,16.10.1,16.11.1a,16.12.1 | IOS-XE
Cisco ASR920 4S ZA Router | OID:1.3.6.1.4.1.9.1.2159 | 3.13/15.4(3)S,3.14/15.5S,3.15/15.5(2)S,3.18/15.6(2)S,15.6(2)SP1,16.5.1,16.6.1v1,16.6.1,16.7.1,3.17.1,16.9.1a,16.10.1,16.11.1a,16.12.1 | IOS-XE
Cisco ASR920 12 SZ IM CC | OID:1.3.6.1.4.1.9.1.2325 | 16.11.1a,16.12.1 | IOS-XE
Cisco ASR920 10S ZPD Router | OID:1.3.6.1.4.1.9.1.2160 | 3.13/15.4(3)S,3.14/15.5S,3.15/15.5(2)S,3.18/15.6(2)S,15.6(2)SP1,16.5.1,16.6.1v1,16.6.1,16.7.1,3.17.1,16.9.1a,16.10.1,16.11.1a,16.12.1 | IOS-XE
Cisco ASR 920-8S4Z-PD Router | OID:1.3.6.1.4.1.9.1.2888 | 16.9.4 | IOS-XE
Cisco ASR-920-12SZ-D Router | OID:1.3.6.1.4.1.9.1.2678 | 16.9.3 | IOS-XE
Cisco ASR-920-12SZ-A Router | OID:1.3.6.1.4.1.9.1.2679 | 16.9.3 | IOS-XE

## Full RTM Support 3.1.3 DPP
Supported devices in Cisco EPN Manager 3.1.3
Routers
Cisco ASR 9000 Series Aggregation Services Routers
Features:
Logical View
EOAM - CFM
IP SLA - TWAMP Responder
Interfaces - Ethernet
Interfaces - Link Aggregation
Interfaces - Loopback
Interfaces - Tunnel (Enable/Disable)
Interfaces - Virtual Template (View Only)
Interfaces - Vlan (View Only)
Interfaces - Others (View Only)
MPLS - LDP
MPLS - MPLS-TE (from 6.1.2)
QoS - Action Profiles
QoS - Classification Profiles
Routing - BGP
Routing - ISIS
Routing - OSPF
Routing - Static
Security - ACL
Device Details
System - Summary
System - Power Options & Fans
System - Civic Location
System - Memory
System - Modules
System - Physical Ports
System - Sensor
System - Spanning Tree
Interfaces - All Interfaces
Interfaces - Ether Channel
Interfaces - Ethernet Interfaces
Interfaces - IP Interfaces
Interfaces - ODU Interfaces
Interfaces - OTU Interfaces
Interfaces - Optics Interfaces
Settings - Loopback
Links
BGP
ISIS
MPLS
LAG
LDP
OSPF
Physical
Router Cluster
Satellite
Technology
BGP
ISIS
OSPF
Device Type | SYSOIDS | S/W Version | Software
Cisco ASR 9010 Router | OID:1.3.6.1.4.1.9.1.1017 | 4.3.4,5.1.3,5.2.0,5.2.2,5.2.4,5.3.0,5.3.1,5.3.2,5.3.3,5.3.4,6.0.1,6.0.2,6.1.1,6.1.2,6.1.3,6.1.4,6.2.2,6.2.3,6.3.2,6.3.3,6.5.2,6.5.3 | IOS-XR
Cisco ASR 9904 Router | OID:1.3.6.1.4.1.9.1.1762 | 4.3.4,5.1.3,5.2.0,5.2.2,5.2.4,5.3.0,5.3.1,5.3.2,5.3.3,5.3.4,6.0.1,6.0.2,6.1.1,6.1.2,6.1.3,6.1.4,6.2.2,6.2.3,6.3.2,6.3.3,6.5.2,6.5.3 | IOS-XR
Cisco ASR 9006 Router | OID:1.3.6.1.4.1.9.1.1018 | 4.3.4,5.1.3,5.2.0,5.2.2,5.2.4,5.3.0,5.3.1,5.3.2,5.3.3,5.3.4,6.0.1,6.0.2,6.1.1,6.1.2,6.1.3,6.1.4,6.2.2,6.2.3,6.3.2,6.3.3,6.5.2,6.5.3 | IOS-XR
Cisco ASR 9001 Router | OID:1.3.6.1.4.1.9.1.1639 | 4.3.4,5.1.3,5.2.0,5.2.2,5.2.4,5.3.0,5.3.1,5.3.2,5.3.3,5.3.4,6.0.1,6.0.2,6.1.1,6.1.2,6.1.3,6.1.4,6.2.2,6.2.3,6.3.2,6.3.3,6.5.2,6.5.3 | IOS-XR
Cisco ASR 9910 Router | OID:1.3.6.1.4.1.9.1.2390 | 4.3.4,5.1.3,5.2.0,5.2.2,5.2.4,5.3.0,5.3.1,5.3.2,5.3.3,5.3.4,6.0.1,6.0.2,6.1.1,6.1.2,6.1.3,6.1.4,6.2.2,6.2.3,6.3.2,6.3.3,6.5.2,6.5.3 | IOS-XR
Cisco ASR 9912 Router | OID:1.3.6.1.4.1.9.1.1709 | 4.3.4,5.1.3,5.2.0,5.2.2,5.2.4,5.3.0,5.3.1,5.3.2,5.3.3,5.3.4,6.0.1,6.0.2,6.1.1,6.1.2,6.1.3,6.1.4,6.2.2,6.2.3,6.3.2,6.3.3,6.5.2,6.5.3 | IOS-XR
Cisco ASR 9906 Router | OID:1.3.6.1.4.1.9.1.2572 | 6.3.2,6.3.3,6.5.2,6.5.3 | IOS-XR
Cisco ASR 9901 Router | OID:1.3.6.1.4.1.9.1.2658 | 6.5.3,6.6.1 | IOS-XR
Cisco ASR 9922 Router | OID:1.3.6.1.4.1.9.1.1640 | 4.3.4,5.1.3,5.2.0,5.2.2,5.2.4,5.3.0,5.3.1,5.3.2,5.3.3,5.3.4,6.0.1,6.0.2,6.1.1,6.1.2,6.1.3,6.1.4,6.2.2,6.2.3,6.3.2,6.3.3,6.5.2,6.5.3 | IOS-XR
Cisco IOS XRv 9000 Router | OID:1.3.6.1.4.1.9.1.2264 | 7.0.1 | IOS-XR

## Generic Device Support
Generic Cisco Device Family
Generic Cisco Device
Features:
Device Details
System - Summary
System - Power Options & Fans
System - Civic Location
System - Modules
System - Physical Ports
System - Sensor
Interfaces - All Interfaces
Interfaces - Ethernet Interfaces
Links
Physical
Device Type | SYSOIDS | S/W Version | Software
Cisco devices not supported in EPNM | OID:1.3.6.1.4.1.9 | Any | IOS, IOS-XE, IOS-XR, NX-OS
MIBs Supported (Standard Definition)
SNMPv2
ENTITY-MIB
IF-MIB
LLDP-MIB
CISCO-ENTITY-FRU-CONTROL-MIB
Third Party Device
Third Party Device
Features:
Device Details
System - Summary
System - Modules
System - Physical Ports
Interfaces - All Interfaces
Links
Physical
Device Type | SYSOIDS | S/W Version | Software
Third party device (Vendors other than Cisco) | OID:1.3.6.1.4.1 | Any | Appropriate third party software (Vendor Specific)
MIBs Supported (Standard Definition)
SNMPv2
ENTITY-MIB
IF-MIB
LLDP-MIB

## Device Essential Support
This worksheet lists the foundation devices supported in Cisco EPN Manager 3.1. Foundation support refers to devices inherited from the infrastructure on which Cisco EPN Manager 3.1 is based. A limited device lifecycle management feature set is supported on these devices. Service discovery and provisioning is not supported. Note: If the S/W Version Field is empty, all versions are supported
Foundation device supported features
Inventory
Flash Information
Image Information
Interfaces - Ethernet
Interfaces - IP
System - Physical Ports
System - Memory Pools
System - Modules
Monitoring (Disclaimer: support is limited only to devices specified in Performance Monitoring Portfolio items)
Device Availability
Device Health
Interface Health
Config
ACL
Interfaces - Ethernet
Topology
CDP
LLDP
Cisco 2800 Series Integrated Services Routers
Device Type | SYSOIDS | S/W Version | Software | Cisco.com Image Support(Y/N) | Image Import from Device ( FTP, TFTP, SFTP, SCP) | Image Distribution via Local File Server ( FTP, TFTP, SFTP, SCP) | Image Distribution via Software Image Management server ( FTP, TFTP, SFTP, SCP) | TFTP Fallback | ISSU | Activation without Distribution flow
Cisco 2801 Integrated Services Router | OID:1.3.6.1.4.1.9.1.619 | >=15.0(1)M | IOS | Y | TFTP, SCP | FTP, TFTP, SCP | FTP, TFTP, SCP | No | NA | Yes
Cisco 2811VE Integrated Services Router | OID:1.3.6.1.4.1.9.1.576 | >=15.0(1)M | IOS | Y | TFTP, SCP | FTP, TFTP, SCP | FTP, TFTP, SCP | No | NA | Yes
| OID:1.3.6.1.4.1.9.1.1370 |  |  | Y
Cisco 2821 Integrated Services Router | OID:1.3.6.1.4.1.9.1.577 | >=15.0(1)M | IOS | Y | TFTP, SCP | FTP, TFTP, SCP | FTP, TFTP, SCP | No | NA | Yes
Cisco 2851 Integrated Services Router | OID:1.3.6.1.4.1.9.1.578 | >=15.0(1)M | IOS | Y | TFTP, SCP | FTP, TFTP, SCP | FTP, TFTP, SCP | No | NA | Yes
Cisco 3800 Series Integrated Services Routers
Device Type | SYSOIDS | S/W Version | Software | Cisco.com Image Support(Y/N) | Image Import from Device ( FTP, TFTP, SFTP, SCP) | Image Distribution via Local File Server ( FTP, TFTP, SFTP, SCP) | Image Distribution via Software Image Management server ( FTP, TFTP, SFTP, SCP) | TFTP Fallback | ISSU | Activation without Distribution flow
Cisco 3825 Integrated Services Router | OID:1.3.6.1.4.1.9.1.543 | >=15.0(1)M | IOS | Y | TFTP, SCP | FTP, TFTP, SCP | FTP, TFTP, SCP | No | NA | Yes
Cisco 3845 Integrated Services Router | OID:1.3.6.1.4.1.9.1.544 | >=15.0(1)M | IOS | Y | TFTP, SCP | FTP, TFTP, SCP | FTP, TFTP, SCP | No | NA | Yes
Cisco 3825 NOVPN Integrated Services Router | OID:1.3.6.1.4.1.9.1.1103 | >=15.0(1)M | IOS | Y | TFTP, SCP | FTP, TFTP, SCP | FTP, TFTP, SCP | No | NA | Yes
Cisco 3845 NOVPN Integrated Services Router | OID:1.3.6.1.4.1.9.1.1102 | >=15.0(1)M | IOS | Y | TFTP, SCP | FTP, TFTP, SCP | FTP, TFTP, SCP | No | NA | Yes
Cisco ASR 1000 Series Aggregation Services Routers
Device Type | SYSOIDS | S/W Version | Software | Cisco.com Image Support(Y/N) | Image Import from Device ( FTP, TFTP, SFTP, SCP) | Image Distribution via Local File Server ( FTP, TFTP, SFTP, SCP) | Image Distribution via Software Image Management server ( FTP, TFTP, SFTP, SCP) | TFTP Fallback | ISSU | Activation without Distribution flow
Cisco ASR 1002 Router | OID:1.3.6.1.4.1.9.1.923 | >=15.2(2)S, >=15.3(1)S1 | IOS | Y | FTP, TFTP, SCP | FTP, TFTP, SCP | FTP, TFTP, SCP | No | Yes | Yes
Cisco ASR 1001 Router | OID:1.3.6.1.4.1.9.1.1165 | >=15.2(2)S, >=15.3(1)S1 | IOS | Y | FTP, TFTP, SCP | FTP, TFTP, SCP | FTP, TFTP, SCP | No | Yes | Yes
Cisco ASR 1004 Router | OID:1.3.6.1.4.1.9.1.924 | >=15.2(2)S, >=15.3(1)S1 | IOS | Y | FTP, TFTP, SCP | FTP, TFTP, SCP | FTP, TFTP, SCP | No | Yes | Yes
Cisco ASR 1006 Router | OID:1.3.6.1.4.1.9.1.925 | >=15.2(2)S, >=15.3(1)S1 | IOS | Y | FTP, TFTP, SCP | FTP, TFTP, SCP | FTP, TFTP, SCP | No | Yes | Yes
Cisco ASR 1002 Fixed Router | OID:1.3.6.1.4.1.9.1.1116 | >=15.2(2)S, >=15.3(1)S1 | IOS | Y | FTP, TFTP, SCP | FTP, TFTP, SCP | FTP, TFTP, SCP | No | Yes | Yes
Cisco ASR 1002-X Router | OID:1.3.6.1.4.1.9.1.1525 | >=15.2(2)S, >=15.3(1)S1 | IOS | Y | FTP, TFTP, SCP | FTP, TFTP, SCP | FTP, TFTP, SCP | No | Yes | Yes
Cisco ASR 1013 Router | OID:1.3.6.1.4.1.9.1.1166 | >=15.2(2)S, >=15.3(1)S1 | IOS | Y | FTP, TFTP, SCP | FTP, TFTP, SCP | FTP, TFTP, SCP | No | Yes | Yes
Cisco ASR 1001-X Router | OID:1.3.6.1.4.1.9.1.1861 | >=15.2(2)S, >=15.3(1)S1 | IOS | Y | FTP, TFTP, SCP | FTP, TFTP, SCP | FTP, TFTP, SCP | No | Yes | Yes
Cisco 2900 Series Integrated Services Routers G2
Device Type | SYSOIDS | S/W Version | Software | Cisco.com Image Support(Y/N) | Image Import from Device ( FTP, TFTP, SFTP, SCP) | Image Distribution via Local File Server ( FTP, TFTP, SFTP, SCP) | Image Distribution via Software Image Management server ( FTP, TFTP, SFTP, SCP) | TFTP Fallback | ISSU | Activation without Distribution flow
Cisco 2951 Integrated Services Router G2 | OID:1.3.6.1.4.1.9.1.1043 | >=15.0(1)M, >=15.2(4)M2 | IOS | Y | TFTP, SCP | FTP, TFTP, SCP | FTP, TFTP, SCP | No | NA | Yes
Cisco 2911 Integrated Services Router G2 | OID:1.3.6.1.4.1.9.1.1045 | >=15.0(1)M, >=15.2(4)M2 | IOS | Y | TFTP, SCP | FTP, TFTP, SCP | FTP, TFTP, SCP | No | NA | Yes
Cisco 2921 Integrated Services Router G2 | OID:1.3.6.1.4.1.9.1.1044 | >=15.0(1)M, >=15.2(4)M2 | IOS | Y | TFTP, SCP | FTP, TFTP, SCP | FTP, TFTP, SCP | No | NA | Yes
Cisco 2901 Integrated Services Router G2 | OID:1.3.6.1.4.1.9.1.1046 | >=15.0(1)M, >=15.2(4)M2 | IOS | N | TFTP, SCP | FTP, TFTP, SCP | FTP, TFTP, SCP | No | NA | Yes
Cisco 2911-T Integrated Services Router | OID:1.3.6.1.4.1.9.1.2138 | >=15.0(1)M, >=15.2(4)M2 | IOS | N | TFTP, SCP | FTP, TFTP, SCP | FTP, TFTP, SCP | No | NA | Yes
Cisco 2000 Series Connected Grid Routers
Device Type | SYSOIDS | S/W Version | Software | Cisco.com Image Support(Y/N)
Cisco 2010 Connected Grid Router | OID:1.3.6.1.4.1.9.1.1253 | >=15.0(1)M, >=12.2 | IOS | Y
| OID:1.3.6.1.4.1.9.1.1526 |  |  | Y
Cisco 1000 Series Connected Grid Routers
Device Type | SYSOIDS | S/W Version | Software | Cisco.com Image Support(Y/N)
Cisco 1240 Connected Grid Router | OID:1.3.6.1.4.1.9.1.1559 | >=12.2 | IOS | Y
Cisco 1120 Connected Grid Router | OID:1.3.6.1.4.1.9.1.1558 | >=12.2 | IOS | Y
Cisco 3900 Series Integrated Services Routers G2
Device Type | SYSOIDS | S/W Version | Software | Cisco.com Image Support(Y/N) | Image Import from Device ( FTP, TFTP, SFTP, SCP) | Image Distribution via Local File Server ( FTP, TFTP, SFTP, SCP) | Image Distribution via Software Image Management server ( FTP, TFTP, SFTP, SCP) | TFTP Fallback | ISSU | Activation without Distribution flow
Cisco 3945 Integrated Services Router G2 | OID:1.3.6.1.4.1.9.1.1041 | >=15.0(1)M, >=15.2(4)M2 | IOS | Y | TFTP, SCP | FTP, TFTP, SCP | FTP, TFTP, SCP | No | NA | Yes
Cisco 3925 Integrated Services Router G2 | OID:1.3.6.1.4.1.9.1.1042 | >=15.0(1)M, >=15.2(4)M2 | IOS | Y | TFTP, SCP | FTP, TFTP, SCP | FTP, TFTP, SCP | No | NA | Yes
Cisco 3945E Integrated Services Router G2 | OID:1.3.6.1.4.1.9.1.1145 | >=15.0(1)M, >=15.2(4)M2 | IOS | Y | TFTP, SCP | FTP, TFTP, SCP | FTP, TFTP, SCP | No | NA | Yes
Cisco 3925E Integrated Services Router G2 | OID:1.3.6.1.4.1.9.1.1144 | >=15.0(1)M, >=15.2(4)M2 | IOS | Y | TFTP, SCP | FTP, TFTP, SCP | FTP, TFTP, SCP | No | NA | Yes
Cisco Cloud Services Router 1000V Series
Device Type | SYSOIDS | S/W Version | Software | Cisco.com Image Support(Y/N)
Cisco Cloud Services Router 1000V | OID:1.3.6.1.4.1.9.1.1537 |  | IOS | N
Cisco 4400 Series Integrated Services Routers
Device Type | SYSOIDS | S/W Version | Software | Cisco.com Image Support(Y/N) | Image Import from Device ( FTP, TFTP, SFTP, SCP) | Image Distribution via Local File Server ( FTP, TFTP, SFTP, SCP) | Image Distribution via Software Image Management server ( FTP, TFTP, SFTP, SCP) | TFTP Fallback | ISSU | Activation without Distribution flow
Cisco 4441 Integrated Services Router | OID:1.3.6.1.4.1.9.1.1705 | >=15.3(2)S | IOS | Y | TFTP, SCP | FTP, TFTP, SCP | FTP, TFTP, SCP | No | NA | Yes
Cisco 4442 Integrated Services Router | OID:1.3.6.1.4.1.9.1.1706 | >=15.3(2)S | IOS | N | TFTP, SCP | FTP, TFTP, SCP | FTP, TFTP, SCP | No | NA | Yes
Cisco 4451 Series Integrated Services Router | OID:1.3.6.1.4.1.9.1.1707 | >=15.3(2)S | IOS | Y | TFTP, SCP | FTP, TFTP, SCP | FTP, TFTP, SCP | No | NA | Yes
Cisco 4452 Series Integrated Services Router | OID:1.3.6.1.4.1.9.1.1708 | >=15.3(2)S | IOS | N | TFTP, SCP | FTP, TFTP, SCP | FTP, TFTP, SCP | No | NA | Yes
Cisco 4431 Integrated Services Router | OID:1.3.6.1.4.1.9.1.1935 | >=15.3(2)S | IOS | N | TFTP, SCP | FTP, TFTP, SCP | FTP, TFTP, SCP | No | NA | Yes
Cisco 4300 Series Integrated Services Routers
Device Type | SYSOIDS | S/W Version | Software | Cisco.com Image Support(Y/N) | Image Import from Device ( FTP, TFTP, SFTP, SCP) | Image Distribution via Local File Server ( FTP, TFTP, SFTP, SCP) | Image Distribution via Software Image Management server ( FTP, TFTP, SFTP, SCP) | TFTP Fallback | ISSU | Activation without Distribution flow
Cisco 4351 Integrated Services Router | OID:1.3.6.1.4.1.9.1.1999 | >=15.3(2)S | IOS | Y | TFTP, SCP | FTP, TFTP, SCP | FTP, TFTP, SCP | No | NA | Yes
Cisco 4331 Integrated Services Router | OID:1.3.6.1.4.1.9.1.2068 | >=15.3(2)S | IOS | Y | TFTP, SCP | FTP, TFTP, SCP | FTP, TFTP, SCP | No | NA | Yes
Cisco 4321 Integrated Services Router | OID:1.3.6.1.4.1.9.1.2093 | >=15.3(2)S | IOS | Y | TFTP, SCP | FTP, TFTP, SCP | FTP, TFTP, SCP | No | NA | Yes
Cisco 2500 Series Connected Grid Switches
Device Type | SYSOIDS | S/W Version | Software | Cisco.com Image Support(Y/N)
Cisco CGS-2520-24TC Connected Grid Switch | OID:1.3.6.1.4.1.9.1.1245 | All Versions | IOS | Y
Cisco CGS-2520-16S-8PC Connected Grid Switch | OID:1.3.6.1.4.1.9.1.1246 | All Versions | IOS | Y
Cisco Catalyst 2360 Series Switches
Device Type | SYSOIDS | S/W Version | Software | Cisco.com Image Support(Y/N)
Cisco Catalyst 2360-48TD-S | OID:1.3.6.1.4.1.9.1.1292 | >=12.1 | IOS | Y
Cisco Catalyst 4500-X Series Switches
Device Type | SYSOIDS | S/W Version | Software | Cisco.com Image Support(Y/N) | Image Import from Device ( FTP, TFTP, SFTP, SCP) | Image Distribution via Local File Server ( FTP, TFTP, SFTP, SCP) | Image Distribution via Software Image Management server ( FTP, TFTP, SFTP, SCP) | TFTP Fallback | ISSU | Activation without Distribution flow
Cisco Catalyst 4500X-16 SFP+ Switch | OID:1.3.6.1.4.1.9.1.1605 | All Versions | IOS | Y | FTP, TFTP, SCP | FTP, TFTP, SCP | FTP, TFTP, SCP | No | Yes | Yes
Cisco Catalyst 4500X-32 SFP+ Switch | OID:1.3.6.1.4.1.9.1.1606 | All Versions | IOS | Y | FTP, TFTP, SCP | FTP, TFTP, SCP | FTP, TFTP, SCP | No | Yes | Yes
Cisco Catalyst 2960-XR Series Switches
Device Type | SYSOIDS | S/W Version | Software | Cisco.com Image Support(Y/N)
Cisco Catalyst 2960XR-48FPD-I Switch | OID:1.3.6.1.4.1.9.1.1797 | >=12.1 | IOS | N
Cisco Catalyst 2960XR-48LPD-I Switch | OID:1.3.6.1.4.1.9.1.1798 | >=12.1 | IOS | Y
Cisco Catalyst 2960XR-48TD-I Switch | OID:1.3.6.1.4.1.9.1.1799 | >=12.1 | IOS | Y
Cisco Catalyst 2960XR-24PD-I Switch | OID:1.3.6.1.4.1.9.1.1800 | >=12.1 | IOS | Y
Cisco Catalyst 2960XR-24TD-I Switch | OID:1.3.6.1.4.1.9.1.1801 | >=12.1 | IOS | Y
Cisco Catalyst 2960XR-48FPS-I Switch | OID:1.3.6.1.4.1.9.1.1802 | >=12.1 | IOS | Y
Cisco Catalyst 2960XR-48LPS-I Switch | OID:1.3.6.1.4.1.9.1.1803 | >=12.1 | IOS | Y
Cisco Catalyst 2960XR-48TS-I Switch | OID:1.3.6.1.4.1.9.1.1804 | >=12.1 | IOS | Y
Cisco Catalyst 2960XR-24PS-I Switch | OID:1.3.6.1.4.1.9.1.1805 | >=12.1 | IOS | Y
Cisco Catalyst 2960XR-24TS-I Switch | OID:1.3.6.1.4.1.9.1.1806 | >=12.1 | IOS | Y
Cisco Catalyst 2960XR-48FPD-L Switch | OID:1.3.6.1.4.1.9.1.1807 | >=12.1 | IOS | Y
Cisco Catalyst 2960XR-48LPD-L Switch | OID:1.3.6.1.4.1.9.1.1808 | >=12.1 | IOS | Y
Cisco Catalyst 2960XR-48TD-L Switch | OID:1.3.6.1.4.1.9.1.1809 | >=12.1 | IOS | Y
Cisco Catalyst 2960XR-24PD-L Switch | OID:1.3.6.1.4.1.9.1.1810 | >=12.1 | IOS | Y
Cisco Catalyst 2960XR-24TD-L Switch | OID:1.3.6.1.4.1.9.1.1811 | >=12.1 | IOS | Y
Cisco Catalyst 2960XR-48FPS-L Switch | OID:1.3.6.1.4.1.9.1.1812 | >=12.1 | IOS | Y
Cisco Catalyst 2960XR-48LPS-L Switch | OID:1.3.6.1.4.1.9.1.1813 | >=12.1 | IOS | Y
Cisco Catalyst 2960XR-48TS-L Switch | OID:1.3.6.1.4.1.9.1.1814 | >=12.1 | IOS | Y
Cisco Catalyst 2960XR-24PS-L Switch | OID:1.3.6.1.4.1.9.1.1815 | >=12.1 | IOS | Y
Cisco Catalyst 2960XR-24TS-L Switch | OID:1.3.6.1.4.1.9.1.1816 | >=12.1 | IOS | Y
Cisco Catalyst 2960-X Series Switches
Device Type | SYSOIDS | S/W Version | Software | Cisco.com Image Support(Y/N)
Cisco Catalyst 2960X-24TS-L Switch | OID:1.3.6.1.4.1.9.1.1699 | >=12.1 | IOS | Y
Cisco Catalyst 2960X-48FPD-L Switch | OID:1.3.6.1.4.1.9.1.1690 | >=12.1 | IOS | Y
Cisco Catalyst 2960X-48LPD-L Switch | OID:1.3.6.1.4.1.9.1.1691 | >=12.1 | IOS | Y
Cisco Catalyst 2960X-48TD-L Switch | OID:1.3.6.1.4.1.9.1.1692 | >=12.1 | IOS | Y
Cisco Catalyst 2960X-24PD-L Switch | OID:1.3.6.1.4.1.9.1.1693 | >=12.1 | IOS | Y
Cisco Catalyst 2960X-24TD-L Switch | OID:1.3.6.1.4.1.9.1.1694 | >=12.1 | IOS | Y
Cisco Catalyst 2960X-48FPS-L Switch | OID:1.3.6.1.4.1.9.1.1695 | >=12.1 | IOS | Y
Cisco Catalyst 2960X-48LPS-L Switch | OID:1.3.6.1.4.1.9.1.1696 | >=12.1 | IOS | Y
Cisco Catalyst 2960X-24PS-L Switch | OID:1.3.6.1.4.1.9.1.1697 | >=12.1 | IOS | Y
Cisco Catalyst 2960X-48TS-L Switch | OID:1.3.6.1.4.1.9.1.1698 | >=12.1 | IOS | Y
Cisco Catalyst 2960X-24PSQ-L Cool Switch | OID:1.3.6.1.4.1.9.1.1700 | >=12.1 | IOS | Y
Cisco Catalyst 2960X-48LPS-S Switch | OID:1.3.6.1.4.1.9.1.1701 | >=12.1 | IOS | Y
Cisco Catalyst 2960X-24PS-S Switch | OID:1.3.6.1.4.1.9.1.1702 | >=12.1 | IOS | Y
Cisco Catalyst 2960X-48TS-LL Switch | OID:1.3.6.1.4.1.9.1.1703 | >=12.1 | IOS | Y
Cisco Catalyst 2960X-24TS-LL Switch | OID:1.3.6.1.4.1.9.1.1704 | >=12.1 | IOS | Y
Cisco Catalyst 2960-Plus Series Switches
Device Type | SYSOIDS | S/W Version | Software | Cisco.com Image Support(Y/N)
Cisco Catalyst 2960-Plus 48TC-L Switch | OID:1.3.6.1.4.1.9.1.1751 | >=12.1 | IOS | Y
Cisco Catalyst 2960-Plus 24LC-L Switch | OID:1.3.6.1.4.1.9.1.1750 | >=12.1 | IOS | Y
Cisco Catalyst 2960-Plus 24LC-S Switch | OID:1.3.6.1.4.1.9.1.1755 | >=12.1 | IOS | Y
Cisco Catalyst 2960-Plus 24PC-L Switch | OID:1.3.6.1.4.1.9.1.1749 | >=12.1 | IOS | Y
Cisco Catalyst 2960-Plus 24PC-S Switch | OID:1.3.6.1.4.1.9.1.1754 | >=12.1 | IOS | Y
Cisco Catalyst 2960-Plus 24TC-L Switch | OID:1.3.6.1.4.1.9.1.1752 | >=12.1 | IOS | Y
Cisco Catalyst 2960-Plus 24TC-S Switch | OID:1.3.6.1.4.1.9.1.1757 | >=12.1 | IOS | Y
Cisco Catalyst 2960-Plus 48PST-L Switch | OID:1.3.6.1.4.1.9.1.1748 | >=12.1 | IOS | Y
Cisco Catalyst 2960-Plus 48PST-S Switch | OID:1.3.6.1.4.1.9.1.1753 | >=12.1 | IOS | Y
Cisco Catalyst 2960-Plus 48TC-S Switch | OID:1.3.6.1.4.1.9.1.1756 | >=12.1 | IOS | Y
Cisco Catalyst 3650 Series Switches
Device Type | SYSOIDS | S/W Version | Software | Cisco.com Image Support(Y/N)
Cisco Catalyst 3650-48PD-E Switch | OID:1.3.6.1.4.1.9.1.1830 | All Versions | IOS | Y
Cisco Catalyst 3650-24TS-E Switch | OID:1.3.6.1.4.1.9.1.1823 | All Versions | IOS | Y
Cisco Catalyst 3650-48TS-E Switch | OID:1.3.6.1.4.1.9.1.1824 | All Versions | IOS | Y
Cisco Catalyst 3650-24PS-E Switch | OID:1.3.6.1.4.1.9.1.1825 | All Versions | IOS | Y
Cisco Catalyst 3650-48PS-E Switch | OID:1.3.6.1.4.1.9.1.1826 | All Versions | IOS | Y
Cisco Catalyst 3650-24TD-E Switch | OID:1.3.6.1.4.1.9.1.1827 | All Versions | IOS | Y
Cisco Catalyst 3650-48TD-E Switch | OID:1.3.6.1.4.1.9.1.1828 | All Versions | IOS | Y
Cisco Catalyst 3650-24PD-E Switch | OID:1.3.6.1.4.1.9.1.1829 | All Versions | IOS | Y
Cisco Catalyst 3650 Stack Module | OID:1.3.6.1.4.1.9.1.1831 | All Versions | IOS | Y
Cisco Catalyst 3650-48PQ-E Switch | OID:1.3.6.1.4.1.9.1.1881 | All Versions | IOS | Y
Cisco Catalyst 3650-48TQ-E Switch | OID:1.3.6.1.4.1.9.1.1882 | All Versions | IOS | Y
Cisco Catalyst 36xx stack-able ethernet switch | OID:1.3.6.1.4.1.9.1.2066 | All Versions | IOS | N
Cisco Catalyst 3650-12X48UR-L Switch | OID:1.3.6.1.4.1.9.1.2278 | All Versions | IOS | Y
Cisco Catalyst 3650-8X24UQ-L Switch | OID:1.3.6.1.4.1.9.1.2279 | All Versions | IOS | Y
Cisco Catalyst 3650-12X48UZ-L Switch | OID:1.3.6.1.4.1.9.1.2280 | All Versions | IOS | Y
Cisco Catalyst 3650-12X48UQ-L Switch | OID:1.3.6.1.4.1.9.1.2281 | All Versions | IOS | Y
Cisco Catalyst 3650-24PDM-L Switch | OID:1.3.6.1.4.1.9.1.2291 | All Versions | IOS | Y
Cisco Catalyst 3650-48FQM-S Switch | OID:1.3.6.1.4.1.9.1.2290 | All Versions | IOS | Y
Cisco Catalyst 2928 Series Switches
Device Type | SYSOIDS | S/W Version | Software | Cisco.com Image Support(Y/N)
Cisco Catalyst 2928-24TC-C Switch | OID:1.3.6.1.4.1.9.1.1328 | >=12.1 | IOS | Y
Cisco Catalyst C2928-24LT-C Switch | OID:1.3.6.1.4.1.9.1.1330 | >=12.1 | IOS | Y
Cisco Catalyst C2928-48TC-C Switch | OID:1.3.6.1.4.1.9.1.1329 | >=12.1 | IOS | Y
Cisco Catalyst 3560 Series Switches
Device Type | SYSOIDS | S/W Version | Software | Cisco.com Image Support(Y/N) | Image Import from Device ( FTP, TFTP, SFTP, SCP) | Image Distribution via Local File Server ( FTP, TFTP, SFTP, SCP) | Image Distribution via Software Image Management server ( FTP, TFTP, SFTP, SCP) | TFTP Fallback | ISSU | Activation without Distribution flow
Cisco Catalyst 3560-24PS Switch | OID:1.3.6.1.4.1.9.1.563 | >=12.2 | IOS | Y | FTP, TFTP, SCP | FTP, TFTP, SCP | FTP, TFTP, SCP | No | NA | Yes
Cisco Catalyst 3560-48PS Switch | OID:1.3.6.1.4.1.9.1.564 | >=12.2 | IOS | Y | FTP, TFTP, SCP | FTP, TFTP, SCP | FTP, TFTP, SCP | No | NA | Yes
Cisco Catalyst 3560G-24PS Switch | OID:1.3.6.1.4.1.9.1.614 | >=12.2 | IOS | Y | FTP, TFTP, SCP | FTP, TFTP, SCP | FTP, TFTP, SCP | No | NA | Yes
Cisco Catalyst 3560G-24TS Switch | OID:1.3.6.1.4.1.9.1.615 | >=12.2 | IOS | Y | FTP, TFTP, SCP | FTP, TFTP, SCP | FTP, TFTP, SCP | No | NA | Yes
Cisco Catalyst 3560-24TS Switch | OID:1.3.6.1.4.1.9.1.633 | >=12.2 | IOS | Y | FTP, TFTP, SCP | FTP, TFTP, SCP | FTP, TFTP, SCP | No | NA | Yes
Cisco Catalyst 3560G-48PS Switch | OID:1.3.6.1.4.1.9.1.616 | >=12.2 | IOS | Y | FTP, TFTP, SCP | FTP, TFTP, SCP | FTP, TFTP, SCP | No | NA | Yes
Cisco Catalyst 3560G-48TS Switch | OID:1.3.6.1.4.1.9.1.617 | >=12.2 | IOS | Y | FTP, TFTP, SCP | FTP, TFTP, SCP | FTP, TFTP, SCP | No | NA | Yes
Cisco Catalyst 3560-48TS Switch | OID:1.3.6.1.4.1.9.1.634 | >=12.2 | IOS | N | FTP, TFTP, SCP | FTP, TFTP, SCP | FTP, TFTP, SCP | No | NA | Yes
Cisco Catalyst C3560-8PC-S Switch | OID:1.3.6.1.4.1.9.1.1466 | >=12.2 | IOS | Y | FTP, TFTP, SCP | FTP, TFTP, SCP | FTP, TFTP, SCP | No | NA | Yes
Cisco Catalyst C3560-12PC-S Switch | OID:1.3.6.1.4.1.9.1.1465 | >=12.2 | IOS | Y | FTP, TFTP, SCP | FTP, TFTP, SCP | FTP, TFTP, SCP | No | NA | Yes
Cisco Catalyst 3560-8PC Compact Switch | OID:1.3.6.1.4.1.9.1.797 | >=12.2 | IOS | Y | FTP, TFTP, SCP | FTP, TFTP, SCP | FTP, TFTP, SCP | No | NA | Yes
Cisco Catalyst 3560-12PC-S Compact Switch | OID:1.3.6.1.4.1.9.1.1015 | >=12.2 | IOS | Y | FTP, TFTP, SCP | FTP, TFTP, SCP | FTP, TFTP, SCP | No | NA | Yes
Cisco Catalyst 3560V2-24DC Switch | OID:1.3.6.1.4.1.9.1.1019 | >=12.2 | IOS | Y | FTP, TFTP, SCP | FTP, TFTP, SCP | FTP, TFTP, SCP | No | NA | Yes
Cisco Catalyst 3560V2-24TS Switch | OID:1.3.6.1.4.1.9.1.1020 | >=12.2 | IOS | Y | FTP, TFTP, SCP | FTP, TFTP, SCP | FTP, TFTP, SCP | No | NA | Yes
Cisco Catalyst 3560V2-24PS Switch | OID:1.3.6.1.4.1.9.1.1021 | >=12.2 | IOS | Y | FTP, TFTP, SCP | FTP, TFTP, SCP | FTP, TFTP, SCP | No | NA | Yes
Cisco Catalyst 3560V2-48TS Switch | OID:1.3.6.1.4.1.9.1.1024 | >=12.2 | IOS | Y | FTP, TFTP, SCP | FTP, TFTP, SCP | FTP, TFTP, SCP | No | NA | Yes
Cisco Catalyst 3560V2-48PS Switch | OID:1.3.6.1.4.1.9.1.1025 | >=12.2 | IOS | Y | FTP, TFTP, SCP | FTP, TFTP, SCP | FTP, TFTP, SCP | No | NA | Yes
Cisco Catalyst 3560-C Series Switches
Device Type | SYSOIDS | S/W Version | Software | Cisco.com Image Support(Y/N)
Cisco Catalyst 3560CG-8PC-S Compact Switch | OID:1.3.6.1.4.1.9.1.1317 | >=12.2 | IOS | Y
Cisco Catalyst 3560CG-8TC-S Compact Switch | OID:1.3.6.1.4.1.9.1.1318 | >=12.2 | IOS | Y
Cisco Catalyst 3560CPD-8PT-S Compact Switch | OID:1.3.6.1.4.1.9.1.1368 | >=12.2 | IOS | Y
Cisco Catalyst 3560-CX Series Switches
Device Type | SYSOIDS | S/W Version | Software | Cisco.com Image Support(Y/N)
Cisco Catalyst 3560CX-12PC-S Switch | OID:1.3.6.1.4.1.9.1.2134 | All Versions | IOS | N
Cisco Catalyst 3560CX-12PD-S Switch | OID:1.3.6.1.4.1.9.1.2132 | All Versions | IOS | Y
Cisco Catalyst 3560CX-12TC-S Switch | OID:1.3.6.1.4.1.9.1.2133 | All Versions | IOS | Y
Cisco Catalyst 3560CX-8PC-S Switch | OID:1.3.6.1.4.1.9.1.2136 | All Versions | IOS | Y
Cisco Catalyst 3560CX-8PT-S Switch | OID:1.3.6.1.4.1.9.1.2130 | All Versions | IOS | Y
Cisco Catalyst 3560CX-8TC-S Switch | OID:1.3.6.1.4.1.9.1.2135 | All Versions | IOS | Y
Cisco Catalyst 3560CX-8XPD-S Switch | OID:1.3.6.1.4.1.9.1.2131 | All Versions | IOS | Y
Cisco Catalyst 2960-CX Series Switches
Device Type | SYSOIDS | S/W Version | Software | Cisco.com Image Support(Y/N)
Cisco Catalyst 2960CX-8PC-L Switch | OID:1.3.6.1.4.1.9.1.2191 | All Versions | IOS | Y
Cisco Catalyst 2960CX-8TC-L Switch | OID:1.3.6.1.4.1.9.1.2137 | All Versions | IOS | Y
Cisco Catalyst 2960-C Series Switches
Device Type | SYSOIDS | S/W Version | Software | Cisco.com Image Support(Y/N)
Cisco Catalyst 2960CPD-8TT-L Switch | OID:1.3.6.1.4.1.9.1.1278 | >=12.1 | IOS | Y
Cisco Catalyst 2960CPD-8PT-L Switch | OID:1.3.6.1.4.1.9.1.1315 | >=12.1 | IOS | Y
Cisco Catalyst 2960CG-8TC-L Compact Switch | OID:1.3.6.1.4.1.9.1.1316 | >=12.1 | IOS | N
Cisco Catalyst 2960C-8PC-L Switch | OID:1.3.6.1.4.1.9.1.1366 | >=12.1 | IOS | Y
Cisco Catalyst 2960C-12PC-L Switch | OID:1.3.6.1.4.1.9.1.1367 | >=12.1 | IOS | Y
Cisco Catalyst 2960C-8TC-L Switch | OID:1.3.6.1.4.1.9.1.1365 | >=12.1 | IOS | Y
Cisco Catalyst 2960C-8TC-S Switch | OID:1.3.6.1.4.1.9.1.1364 | >=12.1 | IOS | Y
Cisco Catalyst 3560-E Series Switches
Device Type | SYSOIDS | S/W Version | Software | Cisco.com Image Support(Y/N)
Cisco Catalyst 3560E-24TD-E,S Switch | OID:1.3.6.1.4.1.9.1.793 | >=12.2 | IOS | Y
Cisco Catalyst 3560E-48TD-E,S Switch | OID:1.3.6.1.4.1.9.1.794 | >=12.2 | IOS | Y
Cisco Catalyst 3560E-24PD-E,S Switch | OID:1.3.6.1.4.1.9.1.795 | >=12.2 | IOS | N
Cisco Catalyst 3560E-48PD-E,S Switch | OID:1.3.6.1.4.1.9.1.796 | >=12.2 | IOS | Y
Cisco Catalyst 3560E-12D-S,E Switch | OID:1.3.6.1.4.1.9.1.930 | >=12.2 | IOS | Y
Cisco Catalyst 3560E-12SD-E,S Switch | OID:1.3.6.1.4.1.9.1.956 | >=12.2 | IOS | Y
Cisco Catalyst 3560-X Series Switches
Device Type | SYSOIDS | S/W Version | Software | Cisco.com Image Support(Y/N) | Image Import from Device ( FTP, TFTP, SFTP, SCP) | Image Distribution via Local File Server ( FTP, TFTP, SFTP, SCP) | Image Distribution via Software Image Management server ( FTP, TFTP, SFTP, SCP) | TFTP Fallback | ISSU | Activation without Distribution flow
Cisco Catalyst 3560X-24T-L,S Switch | OID:1.3.6.1.4.1.9.1.1226 | >=12.2 | IOS | Y | FTP, TFTP, SCP | FTP, TFTP, SCP | FTP, TFTP, SCP | No | NA | Yes
Cisco Catalyst 3560X-48T-L,S Switch | OID:1.3.6.1.4.1.9.1.1227 | >=12.2 | IOS | Y | FTP, TFTP, SCP | FTP, TFTP, SCP | FTP, TFTP, SCP | No | NA | Yes
Cisco Catalyst 3560X-24P-L,S Switch | OID:1.3.6.1.4.1.9.1.1228 | >=12.2 | IOS | Y | FTP, TFTP, SCP | FTP, TFTP, SCP | FTP, TFTP, SCP | No | NA | Yes
Cisco Catalyst 3560X-48PF-L,S Switch | OID:1.3.6.1.4.1.9.1.1229 | >=12.2 | IOS | Y | FTP, TFTP, SCP | FTP, TFTP, SCP | FTP, TFTP, SCP | No | NA | Yes
Cisco Catalyst 3560X-48U-L Switch | OID:1.3.6.1.4.1.9.1.1710 | >=12.2 | IOS | Y | FTP, TFTP, SCP | FTP, TFTP, SCP | FTP, TFTP, SCP | No | NA | Yes
Cisco Catalyst 3560X-24U-L Switch | OID:1.3.6.1.4.1.9.1.1711 | >=12.2 | IOS | Y | FTP, TFTP, SCP | FTP, TFTP, SCP | FTP, TFTP, SCP | No | NA | Yes
Cisco Catalyst 3750 Metro Series Switches
Device Type | SYSOIDS | S/W Version | Software | Cisco.com Image Support(Y/N) | Image Import from Device ( FTP, TFTP, SFTP, SCP) | Image Distribution via Local File Server ( FTP, TFTP, SFTP, SCP) | Image Distribution via Software Image Management server ( FTP, TFTP, SFTP, SCP) | TFTP Fallback | ISSU | Activation without Distribution flow
Cisco Catalyst 3750 Metro 24-DC Switch | OID:1.3.6.1.4.1.9.1.574 | >=12.2 | IOS | Y | FTP, TFTP, SCP | FTP, TFTP, SCP | FTP, TFTP, SCP | No | NA | Yes
Cisco Catalyst 3750-E Series Switches
Device Type | SYSOIDS | S/W Version | Software | Cisco.com Image Support(Y/N) | Image Import from Device ( FTP, TFTP, SFTP, SCP) | Image Distribution via Local File Server ( FTP, TFTP, SFTP, SCP) | Image Distribution via Software Image Management server ( FTP, TFTP, SFTP, SCP) | TFTP Fallback | ISSU | Activation without Distribution flow
Cisco Catalyst 3750E-24TD-E,S Switch | OID:1.3.6.1.4.1.9.1.789 | >=12.2 | IOS | Y | FTP, TFTP, SCP | FTP, TFTP, SCP | FTP, TFTP, SCP | No | NA | Yes
Cisco Catalyst 3750E-48TD-E,S Switch | OID:1.3.6.1.4.1.9.1.790 | >=12.2 | IOS | Y | FTP, TFTP, SCP | FTP, TFTP, SCP | FTP, TFTP, SCP | No | NA | Yes
Cisco Catalyst 3750E-48PD-E,S Switch | OID:1.3.6.1.4.1.9.1.791 | >=12.2 | IOS | Y | FTP, TFTP, SCP | FTP, TFTP, SCP | FTP, TFTP, SCP | No | NA | Yes
Cisco Catalyst 3750E-24PD-E,S Switch | OID:1.3.6.1.4.1.9.1.792 | >=12.2 | IOS | Y | FTP, TFTP, SCP | FTP, TFTP, SCP | FTP, TFTP, SCP | No | NA | Yes
Cisco Catalyst 3750 Series Switches
Device Type | SYSOIDS | S/W Version | Software | Cisco.com Image Support(Y/N) | Image Import from Device ( FTP, TFTP, SFTP, SCP) | Image Distribution via Local File Server ( FTP, TFTP, SFTP, SCP) | Image Distribution via Software Image Management server ( FTP, TFTP, SFTP, SCP) | TFTP Fallback | ISSU | Activation without Distribution flow
Cisco 3750 Stackable Switches | OID:1.3.6.1.4.1.9.1.516 | >=12.2 | IOS | N | FTP, TFTP, SCP | FTP, TFTP, SCP | FTP, TFTP, SCP | No | NA | Yes
Cisco Catalyst 3750G-24PS Switch | OID:1.3.6.1.4.1.9.1.602 | >=12.2 | IOS | Y | FTP, TFTP, SCP | FTP, TFTP, SCP | FTP, TFTP, SCP | No | NA | Yes
Cisco Catalyst 3750G-48PS Switch | OID:1.3.6.1.4.1.9.1.603 | >=12.2 | IOS | Y | FTP, TFTP, SCP | FTP, TFTP, SCP | FTP, TFTP, SCP | No | NA | Yes
Cisco Catalyst 3750G-24TS-1U Switch | OID:1.3.6.1.4.1.9.1.624 | >=12.2 | IOS | Y | FTP, TFTP, SCP | FTP, TFTP, SCP | FTP, TFTP, SCP | No | NA | Yes
Cisco Catalyst 3750-24FS Switch | OID:1.3.6.1.4.1.9.1.656 | >=12.2 | IOS | Y | FTP, TFTP, SCP | FTP, TFTP, SCP | FTP, TFTP, SCP | No | NA | Yes
Cisco Catalyst 3750-24PS Switch | OID:1.3.6.1.4.1.9.1.536 | >=12.2 | IOS | Y | FTP, TFTP, SCP | FTP, TFTP, SCP | FTP, TFTP, SCP | No | NA | Yes
Cisco Catalyst 3750-24TS Switch | OID:1.3.6.1.4.1.9.1.513 | >=12.2 | IOS | Y | FTP, TFTP, SCP | FTP, TFTP, SCP | FTP, TFTP, SCP | No | NA | Yes
Cisco Catalyst 3750-48PS Switch | OID:1.3.6.1.4.1.9.1.535 | >=12.2 | IOS | Y | FTP, TFTP, SCP | FTP, TFTP, SCP | FTP, TFTP, SCP | No | NA | Yes
Cisco Catalyst 3750G-16TD Switch | OID:1.3.6.1.4.1.9.1.591 | >=12.2 | IOS | Y | FTP, TFTP, SCP | FTP, TFTP, SCP | FTP, TFTP, SCP | No | NA | Yes
Cisco Catalyst 3750G-48TS Switch | OID:1.3.6.1.4.1.9.1.604 | >=12.2 | IOS | Y | FTP, TFTP, SCP | FTP, TFTP, SCP | FTP, TFTP, SCP | No | NA | Yes
Cisco Catalyst 3750G-12S-SD Switch | OID:1.3.6.1.4.1.9.1.688 | >=12.2 | IOS | Y | FTP, TFTP, SCP | FTP, TFTP, SCP | FTP, TFTP, SCP | No | NA | Yes
Cisco Catalyst 3750G-12S Switch | OID:1.3.6.1.4.1.9.1.530 | >=12.2 | IOS | Y | FTP, TFTP, SCP | FTP, TFTP, SCP | FTP, TFTP, SCP | No | NA | Yes
Cisco Catalyst 3750G-24WS Switch | OID:1.3.6.1.4.1.9.1.778 | >=12.2 | IOS | N | FTP, TFTP, SCP | FTP, TFTP, SCP | FTP, TFTP, SCP | No | NA | Yes
| OID:1.3.6.1.4.1.9.1.779 |  |  | N | FTP, TFTP, SCP | FTP, TFTP, SCP | FTP, TFTP, SCP | No | NA | Yes
Cisco Catalyst 3750G-24 Switch | OID:1.3.6.1.4.1.9.1.511 | >=12.2 | IOS | N | FTP, TFTP, SCP | FTP, TFTP, SCP | FTP, TFTP, SCP | No | NA | Yes
Cisco Catalyst 3750G-48 Switch | OID:1.3.6.1.4.1.9.1.512 | >=12.2 | IOS | N | FTP, TFTP, SCP | FTP, TFTP, SCP | FTP, TFTP, SCP | No | NA | Yes
Cisco Catalyst 3750G-24T Switch | OID:1.3.6.1.4.1.9.1.514 | >=12.2 | IOS | Y | FTP, TFTP, SCP | FTP, TFTP, SCP | FTP, TFTP, SCP | No | NA | Yes
Cisco Catalyst 3750V2-24TS Switch | OID:1.3.6.1.4.1.9.1.1022 | >=12.2 | IOS | Y | FTP, TFTP, SCP | FTP, TFTP, SCP | FTP, TFTP, SCP | No | NA | Yes
Cisco Catalyst 3750V2-24PS Switch | OID:1.3.6.1.4.1.9.1.1023 | >=12.2 | IOS | Y | FTP, TFTP, SCP | FTP, TFTP, SCP | FTP, TFTP, SCP | No | NA | Yes
Cisco Catalyst 3750V2-48TS Switch | OID:1.3.6.1.4.1.9.1.1026 | >=12.2 | IOS | Y | FTP, TFTP, SCP | FTP, TFTP, SCP | FTP, TFTP, SCP | No | NA | Yes
Cisco Catalyst 3750V2-48PS Switch | OID:1.3.6.1.4.1.9.1.1027 | >=12.2 | IOS | Y | FTP, TFTP, SCP | FTP, TFTP, SCP | FTP, TFTP, SCP | No | NA | Yes
Cisco Catalyst 3750V2-24FS Switch | OID:1.3.6.1.4.1.9.1.1300 | >=12.2 | IOS | Y | FTP, TFTP, SCP | FTP, TFTP, SCP | FTP, TFTP, SCP | No | NA | Yes
Cisco Catalyst 3750-X Series Switches
Device Type | SYSOIDS | S/W Version | Software | Cisco.com Image Support(Y/N) | Image Import from Device ( FTP, TFTP, SFTP, SCP) | Image Distribution via Local File Server ( FTP, TFTP, SFTP, SCP) | Image Distribution via Software Image Management server ( FTP, TFTP, SFTP, SCP) | TFTP Fallback | ISSU | Activation without Distribution flow
Cisco Catalyst 3750X-24T-L,S Switch | OID:1.3.6.1.4.1.9.1.1222 | >=12.2 | IOS | Y | TFTP, SCP | FTP, TFTP, SCP | FTP, TFTP, SCP | No | NA | Yes
Cisco Catalyst 3750X-48T-L,S Switch | OID:1.3.6.1.4.1.9.1.1223 | >=12.2 | IOS | Y | TFTP, SCP | FTP, TFTP, SCP | FTP, TFTP, SCP | No | NA | Yes
Cisco Catalyst 3750X-24P-L,S Switch | OID:1.3.6.1.4.1.9.1.1224 | >=12.2 | IOS | Y | TFTP, SCP | FTP, TFTP, SCP | FTP, TFTP, SCP | No | NA | Yes
Cisco Catalyst 3750X-48PF-L,S Switch | OID:1.3.6.1.4.1.9.1.1225 | >=12.2 | IOS | Y | TFTP, SCP | FTP, TFTP, SCP | FTP, TFTP, SCP | No | NA | Yes
Cisco Catalyst 3750X-24S-S Switch | OID:1.3.6.1.4.1.9.1.1404 | >=12.2 | IOS | Y | TFTP, SCP | FTP, TFTP, SCP | FTP, TFTP, SCP | No | NA | Yes
Cisco Catalyst 3750X-12S-S Switch | OID:1.3.6.1.4.1.9.1.1405 | >=12.2 | IOS | Y | TFTP, SCP | FTP, TFTP, SCP | FTP, TFTP, SCP | No | NA | Yes
Cisco Catalyst 3750X-24U-E Switch | OID:1.3.6.1.4.1.9.1.1713 | >=12.2 | IOS | Y | TFTP, SCP | FTP, TFTP, SCP | FTP, TFTP, SCP | No | NA | Yes
Cisco Catalyst Blade Switch 3000 Series
Device Type | SYSOIDS | S/W Version | Software | Cisco.com Image Support(Y/N) | Image Import from Device ( FTP, TFTP, SFTP, SCP) | Image Distribution via Local File Server ( FTP, TFTP, SFTP, SCP) | Image Distribution via Software Image Management server ( FTP, TFTP, SFTP, SCP) | TFTP Fallback | ISSU | Activation without Distribution flow
Cisco Catalyst Switch Module 3012 for IBM BladeCenter | OID:1.3.6.1.4.1.9.1.999 | >=12.2 | IOS | Y | FTP, TFTP, SCP | FTP, TFTP, SCP | FTP, TFTP, SCP | No | NA | Yes
| OID:1.3.6.1.4.1.9.1.1000 |  |  | Y | FTP, TFTP, SCP | FTP, TFTP, SCP | FTP, TFTP, SCP | No | NA | Yes
Cisco Catalyst Blade Switch 3020 for HP | OID:1.3.6.1.4.1.9.1.748 | >=12.2 | IOS | Y | FTP, TFTP, SCP | FTP, TFTP, SCP | FTP, TFTP, SCP | No | NA | Yes
Cisco Catalyst Blade Switch 3030 for Dell | OID:1.3.6.1.4.1.9.1.749 | >=12.2 | IOS | Y | FTP, TFTP, SCP | FTP, TFTP, SCP | FTP, TFTP, SCP | No | NA | Yes
Cisco Catalyst Blade Switch 3032 for Dell M1000E | OID:1.3.6.1.4.1.9.1.920 | >=12.2 | IOS | Y | FTP, TFTP, SCP | FTP, TFTP, SCP | FTP, TFTP, SCP | No | NA | Yes
Cisco Catalyst Blade Switch 3040 for FSC | OID:1.3.6.1.4.1.9.1.784 | >=12.2 | IOS | Y | FTP, TFTP, SCP | FTP, TFTP, SCP | FTP, TFTP, SCP | No | NA | Yes
Stack of CBS3100 switch modules | OID:1.3.6.1.4.1.9.1.946 | >=12.2 | IOS | N | FTP, TFTP, SCP | FTP, TFTP, SCP | FTP, TFTP, SCP | No | NA | Yes
Cisco Catalyst Switch Module 3110G for IBM BladeCenter | OID:1.3.6.1.4.1.9.1.909 | >=12.2 | IOS | Y | FTP, TFTP, SCP | FTP, TFTP, SCP | FTP, TFTP, SCP | No | NA | Yes
| OID:1.3.6.1.4.1.9.1.910 |  |  | Y | FTP, TFTP, SCP | FTP, TFTP, SCP | FTP, TFTP, SCP | No | NA | Yes
Cisco Catalyst Switch Module 3110X for IBM BladeCenter | OID:1.3.6.1.4.1.9.1.947 | >=12.2 | IOS | N | FTP, TFTP, SCP | FTP, TFTP, SCP | FTP, TFTP, SCP | No | NA | Yes
| OID:1.3.6.1.4.1.9.1.911 |  |  | N | FTP, TFTP, SCP | FTP, TFTP, SCP | FTP, TFTP, SCP | No | NA | Yes
| OID:1.3.6.1.4.1.9.1.912 |  |  | N | FTP, TFTP, SCP | FTP, TFTP, SCP | FTP, TFTP, SCP | No | NA | Yes
Cisco Catalyst Blade Switch 3120X for HP | OID:1.3.6.1.4.1.9.1.948 | >=12.2 | IOS | N | FTP, TFTP, SCP | FTP, TFTP, SCP | FTP, TFTP, SCP | No | NA | Yes
| OID:1.3.6.1.4.1.9.1.919 |  |  | N | FTP, TFTP, SCP | FTP, TFTP, SCP | FTP, TFTP, SCP | No | NA | Yes
Cisco Catalyst Blade Switch 3120G for HP | OID:1.3.6.1.4.1.9.1.918 | >=12.2 | IOS | Y | FTP, TFTP, SCP | FTP, TFTP, SCP | FTP, TFTP, SCP | No | NA | Yes
Cisco Catalyst Blade Switch 3125G for HP | OID:1.3.6.1.4.1.9.1.1001 | >=12.2 | IOS | N | FTP, TFTP, SCP | FTP, TFTP, SCP | FTP, TFTP, SCP | No | NA | Yes
Cisco Catalyst Blade Switch 3125X for HP | OID:1.3.6.1.4.1.9.1.1002 | >=12.2 | IOS | N | FTP, TFTP, SCP | FTP, TFTP, SCP | FTP, TFTP, SCP | No | NA | Yes
Cisco Catalyst Blade Switch 3130X for Dell M1000E | OID:1.3.6.1.4.1.9.1.949 | >=12.2 | IOS | N | FTP, TFTP, SCP | FTP, TFTP, SCP | FTP, TFTP, SCP | No | NA | Yes
| OID:1.3.6.1.4.1.9.1.922 |  |  | N | FTP, TFTP, SCP | FTP, TFTP, SCP | FTP, TFTP, SCP | No | NA | Yes
Cisco Catalyst Blade Switch 3130G for Dell M1000E | OID:1.3.6.1.4.1.9.1.921 | >=12.2 | IOS | Y | FTP, TFTP, SCP | FTP, TFTP, SCP | FTP, TFTP, SCP | No | NA | Yes
Cisco Catalyst 2918 Series Switches
Device Type | SYSOIDS | S/W Version | Software | Cisco.com Image Support(Y/N)
Cisco Catalyst 2918-24TT-C Switch | OID:1.3.6.1.4.1.9.1.965 | >=12.1 | IOS | Y
Cisco Catalyst 2918-24TC-C Switch | OID:1.3.6.1.4.1.9.1.966 | >=12.1 | IOS | Y
Cisco Catalyst 2918-48TT-C Switch | OID:1.3.6.1.4.1.9.1.967 | >=12.1 | IOS | Y
Cisco Catalyst 2918-48TC-C Switch | OID:1.3.6.1.4.1.9.1.968 | >=12.1 | IOS | Y
Cisco Catalyst 2960 Series Switches
Device Type | SYSOIDS | S/W Version | Software | Cisco.com Image Support(Y/N) | Image Import from Device ( FTP, TFTP, SFTP, SCP) | Image Distribution via Local File Server ( FTP, TFTP, SFTP, SCP) | Image Distribution via Software Image Management server ( FTP, TFTP, SFTP, SCP) | TFTP Fallback | ISSU | Activation without Distribution flow
Cisco Catalyst 2960-24TC Switch | OID:1.3.6.1.4.1.9.1.694 | >=12.1 | IOS | Y | FTP, TFTP, SCP | FTP, TFTP, SCP | FTP, TFTP, SCP | No | NA | Yes
Cisco Catalyst 2960-24TT Switch | OID:1.3.6.1.4.1.9.1.716 | >=12.1 | IOS | Y | FTP, TFTP, SCP | FTP, TFTP, SCP | FTP, TFTP, SCP | No | NA | Yes
Cisco Catalyst 2960-48TC Switch | OID:1.3.6.1.4.1.9.1.695 | >=12.1 | IOS | Y | FTP, TFTP, SCP | FTP, TFTP, SCP | FTP, TFTP, SCP | No | NA | Yes
Cisco Catalyst 2960-48TT Switch | OID:1.3.6.1.4.1.9.1.717 | >=12.1 | IOS | Y | FTP, TFTP, SCP | FTP, TFTP, SCP | FTP, TFTP, SCP | No | NA | Yes
Cisco Catalyst 2960G-24TC Switch | OID:1.3.6.1.4.1.9.1.696 | >=12.1 | IOS | Y | FTP, TFTP, SCP | FTP, TFTP, SCP | FTP, TFTP, SCP | No | NA | Yes
Cisco Catalyst 2960G-48TC Switch | OID:1.3.6.1.4.1.9.1.697 | >=12.1 | IOS | Y | FTP, TFTP, SCP | FTP, TFTP, SCP | FTP, TFTP, SCP | No | NA | Yes
Cisco Catalyst 2960-8TC Compact Switch | OID:1.3.6.1.4.1.9.1.798 | >=12.1 | IOS | Y | FTP, TFTP, SCP | FTP, TFTP, SCP | FTP, TFTP, SCP | No | NA | Yes
Cisco Catalyst 2960G-8TC Compact Switch | OID:1.3.6.1.4.1.9.1.799 | >=12.1 | IOS | Y | FTP, TFTP, SCP | FTP, TFTP, SCP | FTP, TFTP, SCP | No | NA | Yes
Cisco Catalyst 2960-24-S Switch | OID:1.3.6.1.4.1.9.1.929 | >=12.1 | IOS | Y | FTP, TFTP, SCP | FTP, TFTP, SCP | FTP, TFTP, SCP | No | NA | Yes
Cisco Catalyst 2960-24TC-S Switch | OID:1.3.6.1.4.1.9.1.928 | >=12.1 | IOS | Y | FTP, TFTP, SCP | FTP, TFTP, SCP | FTP, TFTP, SCP | No | NA | Yes
Cisco Catalyst 2960-48TC-S Switch | OID:1.3.6.1.4.1.9.1.927 | >=12.1 | IOS | Y | FTP, TFTP, SCP | FTP, TFTP, SCP | FTP, TFTP, SCP | No | NA | Yes
Cisco Catalyst 2960-24PC-L Switch | OID:1.3.6.1.4.1.9.1.950 | >=12.1 | IOS | Y | FTP, TFTP, SCP | FTP, TFTP, SCP | FTP, TFTP, SCP | No | NA | Yes
Cisco Catalyst 2960-24LT-L Switch | OID:1.3.6.1.4.1.9.1.951 | >=12.1 | IOS | Y | FTP, TFTP, SCP | FTP, TFTP, SCP | FTP, TFTP, SCP | No | NA | Yes
Cisco Catalyst 2960PD-8TT-L Compact Switch | OID:1.3.6.1.4.1.9.1.952 | >=12.1 | IOS | Y | FTP, TFTP, SCP | FTP, TFTP, SCP | FTP, TFTP, SCP | No | NA | Yes
Cisco Catalyst 2960-8TC-S Compact Switch | OID:1.3.6.1.4.1.9.1.1006 | >=12.1 | IOS | Y | FTP, TFTP, SCP | FTP, TFTP, SCP | FTP, TFTP, SCP | No | NA | Yes
Cisco Catalyst 2960-48TT-S Switch | OID:1.3.6.1.4.1.9.1.1005 | >=12.1 | IOS | Y | FTP, TFTP, SCP | FTP, TFTP, SCP | FTP, TFTP, SCP | No | NA | Yes
Cisco Catalyst 2960-48PST-L Switch | OID:1.3.6.1.4.1.9.1.1016 | >=12.1 | IOS | Y | FTP, TFTP, SCP | FTP, TFTP, SCP | FTP, TFTP, SCP | No | NA | Yes
Cisco Catalyst 2960-24LC-S Switch | OID:1.3.6.1.4.1.9.1.1146 | >=12.1 | IOS | Y | FTP, TFTP, SCP | FTP, TFTP, SCP | FTP, TFTP, SCP | No | NA | Yes
Cisco Catalyst 2960-24PC-S Switch | OID:1.3.6.1.4.1.9.1.1147 | >=12.1 | IOS | Y | FTP, TFTP, SCP | FTP, TFTP, SCP | FTP, TFTP, SCP | No | NA | Yes
Cisco Catalyst 2960-48PST-S Switch | OID:1.3.6.1.4.1.9.1.1148 | >=12.1 | IOS | Y | FTP, TFTP, SCP | FTP, TFTP, SCP | FTP, TFTP, SCP | No | NA | Yes
Cisco Catalyst 2960S-48TD-L Switch | OID:1.3.6.1.4.1.9.1.1260 | >=12.1 | IOS | N | FTP, TFTP, SCP | FTP, TFTP, SCP | FTP, TFTP, SCP | No | NA | Yes
Cisco Catalyst 29xx Stack-able Ethernet Switch | OID:1.3.6.1.4.1.9.1.1208 | >=12.1 | IOS | N | TFTP, SCP | FTP, TFTP, SCP | FTP, TFTP, SCP | No | NA | Yes
Cisco Catalyst 2960S-24TD-L Switch | OID:1.3.6.1.4.1.9.1.1262 | >=12.1 | IOS | N | FTP, TFTP, SCP | FTP, TFTP, SCP | FTP, TFTP, SCP | No | NA | Yes
Cisco Catalyst 2960S-48FPD-L Switch | OID:1.3.6.1.4.1.9.1.1258 | >=12.1 | IOS | N | FTP, TFTP, SCP | FTP, TFTP, SCP | FTP, TFTP, SCP | No | NA | Yes
Cisco Catalyst 2960S-48LPD-L Switch | OID:1.3.6.1.4.1.9.1.1259 | >=12.1 | IOS | N | FTP, TFTP, SCP | FTP, TFTP, SCP | FTP, TFTP, SCP | No | NA | Yes
Cisco Catalyst 2960S-24PD-L Switch | OID:1.3.6.1.4.1.9.1.1261 | >=12.1 | IOS | N | FTP, TFTP, SCP | FTP, TFTP, SCP | FTP, TFTP, SCP | No | NA | Yes
Cisco Catalyst 2960S-48TS-L Switch | OID:1.3.6.1.4.1.9.1.1266 | >=12.1 | IOS | N | FTP, TFTP, SCP | FTP, TFTP, SCP | FTP, TFTP, SCP | No | NA | Yes
Cisco Catalyst 2960S-24TS-L Switch | OID:1.3.6.1.4.1.9.1.1267 | >=12.1 | IOS | N | FTP, TFTP, SCP | FTP, TFTP, SCP | FTP, TFTP, SCP | No | NA | Yes
Cisco Catalyst 2960S-48TS-S Switch | OID:1.3.6.1.4.1.9.1.1256 | >=12.1 | IOS | N | FTP, TFTP, SCP | FTP, TFTP, SCP | FTP, TFTP, SCP | No | NA | Yes
Cisco Catalyst 2960S-24TS-S Switch | OID:1.3.6.1.4.1.9.1.1257 | >=12.1 | IOS | N | FTP, TFTP, SCP | FTP, TFTP, SCP | FTP, TFTP, SCP | No | NA | Yes
Cisco Catalyst 2960S-48FPS-L Switch | OID:1.3.6.1.4.1.9.1.1263 | >=12.1 | IOS | N | FTP, TFTP, SCP | FTP, TFTP, SCP | FTP, TFTP, SCP | No | NA | Yes
Cisco Catalyst 2960S-48LPS-L Switch | OID:1.3.6.1.4.1.9.1.1264 | >=12.1 | IOS | N | FTP, TFTP, SCP | FTP, TFTP, SCP | FTP, TFTP, SCP | No | NA | Yes
Cisco Catalyst 2960S-24PS-L Switch | OID:1.3.6.1.4.1.9.1.1265 | >=12.1 | IOS | N | FTP, TFTP, SCP | FTP, TFTP, SCP | FTP, TFTP, SCP | No | NA | Yes
Cisco Catalyst 2960-SF Series Switches
Device Type | SYSOIDS | S/W Version | Software | Cisco.com Image Support(Y/N)
Cisco Catalyst 2960S-F48FPS-L Switch | OID:1.3.6.1.4.1.9.1.1649 | >=12.1 | IOS | Y
Cisco Catalyst 2960S-F48LPS-L Switch | OID:1.3.6.1.4.1.9.1.1650 | >=12.1 | IOS | Y
Cisco Catalyst 2960S-F48TS-L Switch | OID:1.3.6.1.4.1.9.1.1651 | >=12.1 | IOS | Y
Cisco Catalyst 2960S-F24PS-L Switch | OID:1.3.6.1.4.1.9.1.1652 | >=12.1 | IOS | Y
Cisco Catalyst 2960S-F24TS-L Switch | OID:1.3.6.1.4.1.9.1.1653 | >=12.1 | IOS | Y
Cisco Catalyst 2960S-F48TS-S Switch | OID:1.3.6.1.4.1.9.1.1654 | >=12.1 | IOS | Y
Cisco Catalyst 2960S-F24TS-S Switch | OID:1.3.6.1.4.1.9.1.1655 | >=12.1 | IOS | Y
Cisco Catalyst 6500 Series Switches
Device Type | SYSOIDS | S/W Version | Software | Cisco.com Image Support(Y/N) | Image Import from Device ( FTP, TFTP, SFTP, SCP) | Image Distribution via Local File Server ( FTP, TFTP, SFTP, SCP) | Image Distribution via Software Image Management server ( FTP, TFTP, SFTP, SCP) | TFTP Fallback | ISSU | Activation without Distribution flow
Cisco Catalyst 6506 Switch | OID:1.3.6.1.4.1.9.1.282 | >=12.2 | IOS | Y | FTP, TFTP, SCP | FTP, TFTP, SCP | FTP, TFTP, SCP | No | Yes | Yes
| OID:1.3.6.1.4.1.9.5.45 |  |  | Y | FTP, TFTP, SCP | FTP, TFTP, SCP | FTP, TFTP, SCP | No | Yes | Yes
Cisco Catalyst 6509 Switch | OID:1.3.6.1.4.1.9.5.44 | >=12.2 | IOS | Y | FTP, TFTP, SCP | FTP, TFTP, SCP | FTP, TFTP, SCP | No | Yes | Yes
| OID:1.3.6.1.4.1.9.1.283 |  |  | Y | FTP, TFTP, SCP | FTP, TFTP, SCP | FTP, TFTP, SCP | No | Yes | Yes
Cisco Catalyst 6509-NEB Switch | OID:1.3.6.1.4.1.9.5.47 | >=12.2 | IOS | Y | FTP, TFTP, SCP | FTP, TFTP, SCP | FTP, TFTP, SCP | No | Yes | Yes
| OID:1.3.6.1.4.1.9.1.310 |  |  | Y | FTP, TFTP, SCP | FTP, TFTP, SCP | FTP, TFTP, SCP | No | Yes | Yes
Cisco Catalyst 6509-NEB-A Switch | OID:1.3.6.1.4.1.9.1.534 | >=12.2 | IOS | Y | FTP, TFTP, SCP | FTP, TFTP, SCP | FTP, TFTP, SCP | No | Yes | Yes
| OID:1.3.6.1.4.1.9.5.61 |  |  | Y | FTP, TFTP, SCP | FTP, TFTP, SCP | FTP, TFTP, SCP | No | Yes | Yes
Cisco Catalyst 6513 Switch | OID:1.3.6.1.4.1.9.5.50 (Catalyst) | >=12.2 | IOS | Y | FTP, TFTP, SCP | FTP, TFTP, SCP | FTP, TFTP, SCP | No | Yes | Yes
| OID:1.3.6.1.4.1.9.1.400 (IOS) |  |  | Y | FTP, TFTP, SCP | FTP, TFTP, SCP | FTP, TFTP, SCP | No | Yes | Yes
Cisco Catalyst 6503 Switch | OID:1.3.6.1.4.1.9.5.56 (Catalyst) | >=12.2 | IOS | Y | FTP, TFTP, SCP | FTP, TFTP, SCP | FTP, TFTP, SCP | No | Yes | Yes
| OID:1.3.6.1.4.1.9.1.449 (IOS) |  |  | Y | FTP, TFTP, SCP | FTP, TFTP, SCP | FTP, TFTP, SCP | No | Yes | Yes
Cisco Catalyst 6504-E Switch | OID:1.3.6.1.4.1.9.5.64 (Catalyst) | >=12.2 | IOS | Y | FTP, TFTP, SCP | FTP, TFTP, SCP | FTP, TFTP, SCP | No | Yes | Yes
| OID:1.3.6.1.4.1.9.1.657 (IOS) |  |  | Y | FTP, TFTP, SCP | FTP, TFTP, SCP | FTP, TFTP, SCP | No | Yes | Yes
Cisco Catalyst 6500 Virtual Switching System | OID:1.3.6.1.4.1.9.1.896 | >=12.2 | IOS | Y | FTP, TFTP, SCP | FTP, TFTP, SCP | FTP, TFTP, SCP | No | Yes | Yes
Cisco Catalyst 6509-V-E Switch | OID:1.3.6.1.4.1.9.1.832 | >=12.2 | IOS | Y | FTP, TFTP, SCP | FTP, TFTP, SCP | FTP, TFTP, SCP | No | Yes | Yes
Cisco Catalyst 6800 Series Switches
Device Type | SYSOIDS | S/W Version | Software | Cisco.com Image Support(Y/N) | Image Import from Device ( FTP, TFTP, SFTP, SCP) | Image Distribution via Local File Server ( FTP, TFTP, SFTP, SCP) | Image Distribution via Software Image Management server ( FTP, TFTP, SFTP, SCP) | TFTP Fallback | ISSU | Activation without Distribution flow
Cisco Catalyst 68xx Virtual Switch | OID:1.3.6.1.4.1.9.1.1934 | >=12.2 | IOS | N | FTP, TFTP, SCP | FTP, TFTP, SCP | FTP, TFTP, SCP | No | Yes | Yes
Cisco Catalyst 6807-XL Switch | OID:1.3.6.1.4.1.9.1.1765 | >=12.2 | IOS | Y | FTP, TFTP, SCP | FTP, TFTP, SCP | FTP, TFTP, SCP | No | Yes | Yes
Cisco Catalyst 6880-X-LE Switch | OID:1.3.6.1.4.1.9.1.1784 | >=12.2 | IOS | N | FTP, TFTP, SCP | FTP, TFTP, SCP | FTP, TFTP, SCP | No | Yes | Yes
Cisco Catalyst 6800ia Switch | OID:1.3.6.1.4.1.9.1.1866 | >=12.2 | IOS | Y | FTP, TFTP, SCP | FTP, TFTP, SCP | FTP, TFTP, SCP | No | Yes | Yes
| OID:1.3.6.1.4.1.9.1.1867 |  |  | Y | FTP, TFTP, SCP | FTP, TFTP, SCP | FTP, TFTP, SCP | No | Yes | Yes
Cisco Catalyst 6880-X Switch | OID:1.3.6.1.4.1.9.1.1936 | >=12.2 | IOS | Y | FTP, TFTP, SCP | FTP, TFTP, SCP | FTP, TFTP, SCP | No | Yes | Yes
Cisco Catalyst 6840-X Switch | OID:1.3.6.1.4.1.9.1.2276 | >=12.2 | IOS | Y | FTP, TFTP, SCP | FTP, TFTP, SCP | FTP, TFTP, SCP | No | Yes | Yes
Cisco Catalyst 2350 Series Switches
Device Type | SYSOIDS | S/W Version | Software | Cisco.com Image Support(Y/N)
Cisco Catalyst 2350-48TD-S Switch | OID:1.3.6.1.4.1.9.1.1104 | >=12.1 | IOS | Y
Cisco Catalyst 2950 Series Switches
Device Type | SYSOIDS | S/W Version | Software | Cisco.com Image Support(Y/N)
Cisco Catalyst 2950T 24 Switch | OID:1.3.6.1.4.1.9.1.359 | >=12.1 | IOS | N
| OID:1.3.6.1.4.1.9.1.360 |  |  | N
Cisco Catalyst 2950 12 Switch | OID:1.3.6.1.4.1.9.1.323 | >=12.1 | IOS | N
Cisco Catalyst 2950 24 Switch | OID:1.3.6.1.4.1.9.1.324 | >=12.1 | IOS | N
Cisco Catalyst 2950C 24 Switch | OID:1.3.6.1.4.1.9.1.325 | >=12.1 | IOS | N
Cisco Catalyst 2950G 24 EI DC Switch | OID:1.3.6.1.4.1.9.1.472 | >=12.1 | IOS | N
Cisco Catalyst 2950SX 24 Switch | OID:1.3.6.1.4.1.9.1.480 | >=12.1 | IOS | N
Cisco Catalyst 2950SX 48 SI Switch | OID:1.3.6.1.4.1.9.1.560 | >=12.1 | IOS | N
Cisco Catalyst 2955S 12 Switch | OID:1.3.6.1.4.1.9.1.508 | >=12.1 | IOS | Y
Cisco Catalyst 2950T 48 SI Switch | OID:1.3.6.1.4.1.9.1.559 | >=12.1 | IOS | N
Cisco Catalyst 2950G 12 EI Switch | OID:1.3.6.1.4.1.9.1.427 | >=12.1 | IOS | N
Cisco Catalyst 2950G 24 EI Switch | OID:1.3.6.1.4.1.9.1.428 | >=12.1 | IOS | N
Cisco Catalyst 2950G 48 EI Switch | OID:1.3.6.1.4.1.9.1.429 | >=12.1 | IOS | N
Cisco Catalyst 2955C 12 Switch | OID:1.3.6.1.4.1.9.1.489 | >=12.1 | IOS | Y
Cisco Catalyst 2955T 12 Switch | OID:1.3.6.1.4.1.9.1.488 | >=12.1 | IOS | Y
Cisco Catalyst 2975 Series Switches
Device Type | SYSOIDS | S/W Version | Software | Cisco.com Image Support(Y/N)
Cisco Catalyst 2975 Switch | OID:1.3.6.1.4.1.9.1.1067 | >=12.1 | IOS | Y
| OID:1.3.6.1.4.1.9.1.1068 |  |  | Y
Cisco Catalyst 4500 Series Switches
Device Type | SYSOIDS | S/W Version | Software | Cisco.com Image Support(Y/N) | Image Import from Device ( FTP, TFTP, SFTP, SCP) | Image Distribution via Local File Server ( FTP, TFTP, SFTP, SCP) | Image Distribution via Software Image Management server ( FTP, TFTP, SFTP, SCP) | TFTP Fallback | ISSU | Activation without Distribution flow
Cisco Catalyst 4500 Virtual Switching System | OID:1.3.6.1.4.1.9.1.1732 | All Versions | IOS | N | FTP, TFTP, SCP | FTP, TFTP, SCP | FTP, TFTP, SCP | No | Yes | Yes
Cisco Catalyst 4503 Switch | OID:1.3.6.1.4.1.9.5.58 | All Versions | IOS | Y | FTP, TFTP, SCP | FTP, TFTP, SCP | FTP, TFTP, SCP | No | Yes | Yes
| OID:1.3.6.1.4.1.9.1.503 (With Supervisor card) |  |  | Y | FTP, TFTP, SCP | FTP, TFTP, SCP | FTP, TFTP, SCP | No | Yes | Yes
Cisco Catalyst 4506 Switch | OID:1.3.6.1.4.1.9.5.59 | All Versions | IOS | Y | FTP, TFTP, SCP | FTP, TFTP, SCP | FTP, TFTP, SCP | No | Yes | Yes
| OID:1.3.6.1.4.1.9.1.502 (With Supervisor card) |  |  | Y | FTP, TFTP, SCP | FTP, TFTP, SCP | FTP, TFTP, SCP | No | Yes | Yes
Cisco Catalyst 4507R Switch | OID:1.3.6.1.4.1.9.1.501 | All Versions | IOS | Y | FTP, TFTP, SCP | FTP, TFTP, SCP | FTP, TFTP, SCP | No | Yes | Yes
Cisco Catalyst 4510R Switch | OID:1.3.6.1.4.1.9.1.537 | All Versions | IOS | Y | FTP, TFTP, SCP | FTP, TFTP, SCP | FTP, TFTP, SCP | No | Yes | Yes
Cisco Catalyst 4506-E Switch | OID:1.3.6.1.4.1.9.1.875 | All Versions | IOS | Y | FTP, TFTP, SCP | FTP, TFTP, SCP | FTP, TFTP, SCP | No | Yes | Yes
Cisco Catalyst 4510R-E Switch | OID:1.3.6.1.4.1.9.1.877 | All Versions | IOS | Y | FTP, TFTP, SCP | FTP, TFTP, SCP | FTP, TFTP, SCP | No | Yes | Yes
Cisco Catalyst 4503-E Switch | OID:1.3.6.1.4.1.9.1.874 | All Versions | IOS | Y | FTP, TFTP, SCP | FTP, TFTP, SCP | FTP, TFTP, SCP | No | Yes | Yes
Cisco Catalyst 4507R-E Switch | OID:1.3.6.1.4.1.9.1.876 | All Versions | IOS | Y | FTP, TFTP, SCP | FTP, TFTP, SCP | FTP, TFTP, SCP | No | Yes | Yes
Cisco Catalyst 4507R plus E Switch | OID:1.3.6.1.4.1.9.1.1286 | All Versions | IOS | Y | FTP, TFTP, SCP | FTP, TFTP, SCP | FTP, TFTP, SCP | No | Yes | Yes
Cisco Catalyst 4510R plus E Switch | OID:1.3.6.1.4.1.9.1.1287 | All Versions | IOS | Y | FTP, TFTP, SCP | FTP, TFTP, SCP | FTP, TFTP, SCP | No | Yes | Yes
Cisco Catalyst 4900 Series Switches
Device Type | SYSOIDS | S/W Version | Software | Cisco.com Image Support(Y/N) | Image Import from Device ( FTP, TFTP, SFTP, SCP) | Image Distribution via Local File Server ( FTP, TFTP, SFTP, SCP) | Image Distribution via Software Image Management server ( FTP, TFTP, SFTP, SCP) | TFTP Fallback | ISSU | Activation without Distribution flow
Cisco Catalyst 4948 Switch | OID:1.3.6.1.4.1.9.1.626 | All Versions | IOS | Y | FTP, TFTP, SCP | FTP, TFTP, SCP | FTP, TFTP, SCP | No | Yes | Yes
Cisco Catalyst 4948 10 Gigabit Ethernet Switch | OID:1.3.6.1.4.1.9.1.659 | All Versions | IOS | Y | FTP, TFTP, SCP | FTP, TFTP, SCP | FTP, TFTP, SCP | No | Yes | Yes
Cisco Catalyst 4900M Switch | OID:1.3.6.1.4.1.9.1.917 | All Versions | IOS | Y | FTP, TFTP, SCP | FTP, TFTP, SCP | FTP, TFTP, SCP | No | Yes | Yes
Cisco Catalyst 4928 10 Gigabit Ethernet Switch | OID:1.3.6.1.4.1.9.1.1004 | All Versions | IOS | Y | FTP, TFTP, SCP | FTP, TFTP, SCP | FTP, TFTP, SCP | No | Yes | Yes
Cisco Catalyst 4948E Ethernet Switch | OID:1.3.6.1.4.1.9.1.1178 | All Versions | IOS | Y | FTP, TFTP, SCP | FTP, TFTP, SCP | FTP, TFTP, SCP | No | Yes | Yes
Cisco Catalyst 4948E-F Switch | OID:1.3.6.1.4.1.9.1.1327 | All Versions | IOS | Y | FTP, TFTP, SCP | FTP, TFTP, SCP | FTP, TFTP, SCP | No | Yes | Yes
Data Center Switches(config management is not supported)
Device Type | SYSOIDS | S/W Version | Software | Cisco.com Image Support(Y/N) | Image Import from Device ( FTP, TFTP, SFTP, SCP) | Image Distribution via Local File Server ( FTP, TFTP, SFTP, SCP) | Image Distribution via Software Image Management server ( FTP, TFTP, SFTP, SCP) | TFTP Fallback | ISSU | Activation without Distribution flow
Cisco Nexus 9396PX Switch | 1.3.6.1.4.1.9.12.3.1.3.1508 | All Versions | (NX-OS\(tm\)), IOS | Y | TFTP,SFTP, SCP | FTP, TFTP, SFTP, SCP | FTP, TFTP, SFTP, SCP | No | Yes | Yes
Cisco Nexus 9396TX Switch | 1.3.6.1.4.1.9.12.3.1.3.1509 | All Versions | (NX-OS\(tm\)), IOS | Y | TFTP,SFTP, SCP | FTP, TFTP, SFTP, SCP | FTP, TFTP, SFTP, SCP | No | Yes | Yes
Cisco Nexus 93128TX Switch | 1.3.6.1.4.1.9.12.3.1.3.1510 | All Versions | (NX-OS\(tm\)), IOS | Y | TFTP,SFTP, SCP | FTP, TFTP, SFTP, SCP | FTP, TFTP, SFTP, SCP | No | Yes | Yes
Cisco Nexus 9504 Switch | 1.3.6.1.4.1.9.12.3.1.3.1507 | All Versions | (NX-OS\(tm\)), IOS | Y | TFTP,SFTP, SCP | FTP, TFTP, SFTP, SCP | FTP, TFTP, SFTP, SCP | No | Yes | Yes
Cisco Nexus 9516 Switch | 1.3.6.1.4.1.9.12.3.1.3.1506 | All Versions | (NX-OS\(tm\)), IOS | Y | TFTP,SFTP, SCP | FTP, TFTP, SFTP, SCP | FTP, TFTP, SFTP, SCP | No | Yes | Yes
Cisco Nexus 9372PX Switch | OID:1.3.6.1.4.1.9.12.3.1.3.1626 | All Versions | (NX-OS\(tm\)), IOS | Y | TFTP,SFTP, SCP | FTP, TFTP, SFTP, SCP | FTP, TFTP, SFTP, SCP | No | Yes | Yes
Cisco Nexus 9372TX Switch | OID:1.3.6.1.4.1.9.12.3.1.3.1627 | All Versions | (NX-OS\(tm\)), IOS | Y | TFTP,SFTP, SCP | FTP, TFTP, SFTP, SCP | FTP, TFTP, SFTP, SCP | No | Yes | Yes
Cisco Nexus 93180YC-EX Switch | OID:1.3.6.1.4.1.9.12.3.1.3.1812 | 7.0(3)I7(3) | NX-OS | Y | TFTP,SFTP, SCP | FTP, TFTP, SFTP, SCP | FTP, TFTP, SFTP, SCP | No | Yes | Yes
Cisco Nexus 31108PC-V Switch | OID:1.3.6.1.4.1.9.12.3.1.3.1758 | 7.0(3)I5(2) | NX-OS | Y | TFTP,SFTP, SCP | FTP, TFTP, SFTP, SCP | FTP, TFTP, SFTP, SCP | No | Yes | Yes
Cisco Nexus 9332PQ Switch | OID:1.3.6.1.4.1.9.12.3.1.3.1625 | 7.0(3)I7(3) | NX-OS | Y | TFTP,SFTP, SCP | FTP, TFTP, SFTP, SCP | FTP, TFTP, SFTP, SCP | No | Yes | Yes
Cisco Nexus 93108TC-EX Switch | OID:1.3.6.1.4.1.9.12.3.1.3.1824 | 7.0(3)I7(3) | NX-OS | Y | TFTP,SFTP, SCP | FTP, TFTP, SFTP, SCP | FTP, TFTP, SFTP, SCP | No | Yes | Yes
Cisco Nexus 9508 Switch | OID:1.3.6.1.4.1.9.12.3.1.3.1467 | 7.0(3)I2(2d) | NX-OS | Y | TFTP,SFTP, SCP | FTP, TFTP, SFTP, SCP | FTP, TFTP, SFTP, SCP | No | Yes | Yes
Cisco Catalyst 3850 Series Ethernet Stackable Switch
Device Type | SYSOIDS | S/W Version | Software | Cisco.com Image Support(Y/N) | Image Import from Device ( FTP, TFTP, SFTP, SCP) | Image Distribution via Local File Server ( FTP, TFTP, SFTP, SCP) | Image Distribution via Software Image Management server ( FTP, TFTP, SFTP, SCP) | TFTP Fallback | ISSU | Activation without Distribution flow
Cisco Catalyst 3850 48P 10/100/1000 PoE+ Ports Layer 2/Layer 3 Ethernet Stackable Switch | OID:1.3.6.1.4.1.9.1.1641 | All Versions | IOS | N | TFTP, SCP | FTP, TFTP, SCP | FTP, TFTP, SCP | No | NA | Yes
Cisco Catalyst 3850 24P 10/100/1000 PoE+ Ports Layer 2/Layer 3 Ethernet Stackable Switch | OID:1.3.6.1.4.1.9.1.1642 | All Versions | IOS | N | TFTP, SCP | FTP, TFTP, SCP | FTP, TFTP, SCP | No | NA | Yes
Cisco Catalyst 3850 48 10/100/1000 PoE+ Ports Layer 2/Layer 3 Ethernet Stackable Switch | OID:1.3.6.1.4.1.9.1.1643 | All Versions | IOS | N | TFTP, SCP | FTP, TFTP, SCP | FTP, TFTP, SCP | No | NA | Yes
Cisco Catalyst 3850 24 10/100/1000 PoE+ Ports Layer 2/Layer 3 Ethernet Stackable Switch | OID:1.3.6.1.4.1.9.1.1644 | All Versions | IOS | N | TFTP, SCP | FTP, TFTP, SCP | FTP, TFTP, SCP | No | NA | Yes
Cisco Catalyst 3850 24 100/1000 SFP Ports Layer 2/Layer 3 Ethernet Stackable Switch | OID:1.3.6.1.4.1.9.1.1879 | All Versions | IOS | N | TFTP, SCP | FTP, TFTP, SCP | FTP, TFTP, SCP | No | NA | Yes
Cisco Catalyst 3850 12 100/1000 SFP Ports Layer 2/Layer 3 Ethernet Stackable Switch | OID:1.3.6.1.4.1.9.1.1880 | All Versions | IOS | N | TFTP, SCP | FTP, TFTP, SCP | FTP, TFTP, SCP | No | NA | Yes
Cisco Catalyst 3850-24U-E Switch | OID:1.3.6.1.4.1.9.1.1767 | All Versions | IOS | N | TFTP, SCP | FTP, TFTP, SCP | FTP, TFTP, SCP | No | NA | Yes
Cisco Catalyst 3850-48U-E Switch | OID:1.3.6.1.4.1.9.1.1768 | All Versions | IOS | Y | TFTP, SCP | FTP, TFTP, SCP | FTP, TFTP, SCP | No | NA | Yes
Cisco Catalyst38xx stack-able ethernet switch | OID:1.3.6.1.4.1.9.1.1745 | All Versions | IOS | N | TFTP, SCP | FTP, TFTP, SCP | FTP, TFTP, SCP | No | NA | Yes
Cisco Catalyst 3850-12XS-E Switch | OID:1.3.6.1.4.1.9.1.2162 | All Versions | IOS | Y | TFTP, SCP | FTP, TFTP, SCP | FTP, TFTP, SCP | No | NA | Yes
Cisco Catalyst 3850-24XS-E Switch | OID:1.3.6.1.4.1.9.1.2163 | All Versions | IOS | Y | TFTP, SCP | FTP, TFTP, SCP | FTP, TFTP, SCP | No | NA | Yes
Cisco Catalyst 3850-48XS-E Switch | OID:1.3.6.1.4.1.9.1.2164 | All Versions | IOS | Y | TFTP, SCP | FTP, TFTP, SCP | FTP, TFTP, SCP | No | NA | Yes
Cisco Catalyst WS-C3850-12X48U-E Switch | OID:1.3.6.1.4.1.9.1.2165 | All Versions | IOS | Y | TFTP, SCP | FTP, TFTP, SCP | FTP, TFTP, SCP | No | NA | Yes
Cisco Catalyst 3850-24XU-E Switch | OID:1.3.6.1.4.1.9.1.2166 | All Versions | IOS | Y | TFTP, SCP | FTP, TFTP, SCP | FTP, TFTP, SCP | No | NA | Yes
Adaptive Security Appliances (ASA)
NOTE: ASA multi-context mode is not supported
Device Type | SYSOIDS | S/W Version | Software | Cisco.com Image Support(Y/N) | Image Import from Device ( FTP, TFTP, SFTP, SCP) | Image Distribution via Local File Server ( FTP, TFTP, SFTP, SCP) | Image Distribution via Software Image Management server ( FTP, TFTP, SFTP, SCP) | TFTP Fallback | ISSU | Activation without Distribution flow
Cisco Adaptive Security Virtual Appliance (ASAv) | OID:1.3.6.1.4.1.9.1.1902 | All Versions |  | Y | FTP, TFTP, SCP | FTP, TFTP, SCP | FTP, TFTP, SCP | No | NA | Yes
Cisco ASA-5500 Series Adaptive Security Appliances
NOTE: ASA multi-context mode is not supported
Device Type | SYSOIDS | S/W Version | Software | Cisco.com Image Support(Y/N) | Image Import from Device ( FTP, TFTP, SFTP, SCP) | Image Distribution via Local File Server ( FTP, TFTP, SFTP, SCP) | Image Distribution via Software Image Management server ( FTP, TFTP, SFTP, SCP) | TFTP Fallback | ISSU | Activation without Distribution flow
Cisco ASA-5510 Adaptive Security Appliance | OID:1.3.6.1.4.1.9.1.669 | All Versions |  | N | FTP, TFTP, SCP | FTP, TFTP, SCP | FTP, TFTP, SCP | Yes | NA | No
| OID:1.3.6.1.4.1.9.12.3.1.3.447 |  |  | N | FTP, TFTP, SCP | FTP, TFTP, SCP | FTP, TFTP, SCP | Yes | NA | No
Cisco ASA-5510 Adaptive Security Appliance Security Context | OID:1.3.6.1.4.1.9.1.773 | All Versions |  | N | FTP, TFTP, SCP | FTP, TFTP, SCP | FTP, TFTP, SCP | Yes | NA | No
Cisco ASA-5520 Adaptive Security Appliance | OID:1.3.6.1.4.1.9.1.670 | All Versions |  | N | FTP, TFTP, SCP | FTP, TFTP, SCP | FTP, TFTP, SCP | Yes | NA | No
| OID:1.3.6.1.4.1.9.12.3.1.3.448 |  |  | N | FTP, TFTP, SCP | FTP, TFTP, SCP | FTP, TFTP, SCP | Yes | NA | No
Cisco ASA-5520 Adaptive Security Appliance Security Context | OID:1.3.6.1.4.1.9.1.671 | All Versions |  | N | FTP, TFTP, SCP | FTP, TFTP, SCP | FTP, TFTP, SCP | Yes | NA | No
Cisco ASA-5540 Adaptive Security Appliance | OID:1.3.6.1.4.1.9.1.672 | All Versions |  | N | FTP, TFTP, SCP | FTP, TFTP, SCP | FTP, TFTP, SCP | Yes | NA | No
| OID:1.3.6.1.4.1.9.12.3.1.3.449 |  |  | N | FTP, TFTP, SCP | FTP, TFTP, SCP | FTP, TFTP, SCP | Yes | NA | No
Cisco ASA-5540 Adaptive Security Appliance Security Context | OID:1.3.6.1.4.1.9.1.673 | All Versions |  | N | FTP, TFTP, SCP | FTP, TFTP, SCP | FTP, TFTP, SCP | Yes | NA | No
Cisco ASA-5560 Adaptive Security Appliance | OID:1.3.6.1.4.1.9.12.3.1.3.454 | All Versions |  | N | FTP, TFTP, SCP | FTP, TFTP, SCP | FTP, TFTP, SCP | Yes | NA | No
Cisco ASA-5550 Adaptive Security Appliance | OID:1.3.6.1.4.1.9.1.753 | All Versions |  | Y | FTP, TFTP, SCP | FTP, TFTP, SCP | FTP, TFTP, SCP | Yes | NA | No
Cisco ASA-5550 Adaptive Security Appliance Security Context | OID:1.3.6.1.4.1.9.1.763 | All Versions |  | N | FTP, TFTP, SCP | FTP, TFTP, SCP | FTP, TFTP, SCP | Yes | NA | No
Cisco ASA-5505 Adaptive Security Appliance | OID:1.3.6.1.4.1.9.1.745 | All Versions |  | Y | FTP, TFTP, SCP | FTP, TFTP, SCP | FTP, TFTP, SCP | Yes | NA | No
| OID:1.3.6.1.4.1.9.12.3.1.3.560 |  |  | Y | FTP, TFTP, SCP | FTP, TFTP, SCP | FTP, TFTP, SCP | Yes | NA | No
Cisco ASA-5580 Adaptive Security Appliance | OID:1.3.6.1.4.1.9.1.914 | All Versions |  | Y | FTP, TFTP, SCP | FTP, TFTP, SCP | FTP, TFTP, SCP | Yes | NA | No
Cisco ASA-5585 Adaptive Security Appliance | OID:1.3.6.1.4.1.9.1.1194 | All Versions |  | Y | FTP, TFTP, SCP | FTP, TFTP, SCP | FTP, TFTP, SCP | Yes | NA | No
| OID:1.3.6.1.4.1.9.1.1195 |  |  | Y | FTP, TFTP, SCP | FTP, TFTP, SCP | FTP, TFTP, SCP | Yes | NA | No
| OID:1.3.6.1.4.1.9.1.1196 |  |  | Y | FTP, TFTP, SCP | FTP, TFTP, SCP | FTP, TFTP, SCP | Yes | NA | No
| OID:1.3.6.1.4.1.9.1.1197 |  |  | Y | FTP, TFTP, SCP | FTP, TFTP, SCP | FTP, TFTP, SCP | Yes | NA | No
Cisco ASA-5585 Adaptive Security Appliance Security Context | OID:1.3.6.1.4.1.9.1.1198 | All Versions |  | N | FTP, TFTP, SCP | FTP, TFTP, SCP | FTP, TFTP, SCP | Yes | NA | No
| OID:1.3.6.1.4.1.9.1.1199 |  |  | N | FTP, TFTP, SCP | FTP, TFTP, SCP | FTP, TFTP, SCP | Yes | NA | No
| OID:1.3.6.1.4.1.9.1.1200 |  |  | N | FTP, TFTP, SCP | FTP, TFTP, SCP | FTP, TFTP, SCP | Yes | NA | No
| OID:1.3.6.1.4.1.9.1.1201 |  |  | N | FTP, TFTP, SCP | FTP, TFTP, SCP | FTP, TFTP, SCP | Yes | NA | No
Cisco ASA-5585 Adaptive Security Appliance System Context | OID:1.3.6.1.4.1.9.1.1202 | All Versions |  | N | FTP, TFTP, SCP | FTP, TFTP, SCP | FTP, TFTP, SCP | Yes | NA | No
| OID:1.3.6.1.4.1.9.1.1203 |  |  | N | FTP, TFTP, SCP | FTP, TFTP, SCP | FTP, TFTP, SCP | Yes | NA | No
| OID:1.3.6.1.4.1.9.1.1204 |  |  | N | FTP, TFTP, SCP | FTP, TFTP, SCP | FTP, TFTP, SCP | Yes | NA | No
| OID:1.3.6.1.4.1.9.1.1205 |  |  | N | FTP, TFTP, SCP | FTP, TFTP, SCP | FTP, TFTP, SCP | Yes | NA | No
Cisco ASA-5580 Adaptive Security Appliance Security Context | OID:1.3.6.1.4.1.9.1.915 | All Versions |  | N | FTP, TFTP, SCP | FTP, TFTP, SCP | FTP, TFTP, SCP | Yes | NA | No
Cisco ASA-5580 Adaptive Security Appliance System Context | OID:1.3.6.1.4.1.9.1.916 | All Versions |  | N | FTP, TFTP, SCP | FTP, TFTP, SCP | FTP, TFTP, SCP | Yes | NA | No
Cisco ASA 5500-X Series Next-Generation Firewalls
NOTE: ASA multi-context mode is not supported
Device Type | SYSOIDS | S/W Version | Software | Cisco.com Image Support(Y/N) | Image Import from Device ( FTP, TFTP, SFTP, SCP) | Image Distribution via Local File Server ( FTP, TFTP, SFTP, SCP) | Image Distribution via Software Image Management server ( FTP, TFTP, SFTP, SCP) | TFTP Fallback | ISSU | Activation without Distribution flow
Cisco ASA 5555-X Adaptive Security Appliance | OID:1.3.6.1.4.1.9.1.1413 | All Versions |  | Y | FTP, TFTP, SCP | FTP, TFTP, SCP | FTP, TFTP, SCP | Yes | NA | No
| OID:1.3.6.1.4.1.9.1.1414 |  |  | Y | FTP, TFTP, SCP | FTP, TFTP, SCP | FTP, TFTP, SCP | Yes | NA | No
| OID:1.3.6.1.4.1.9.1.1410 |  |  | Y | FTP, TFTP, SCP | FTP, TFTP, SCP | FTP, TFTP, SCP | Yes | NA | No
Cisco ASA 5512-X Adaptive Security Appliance with No Payload Encryption | OID:1.3.6.1.4.1.9.1.1447 | All Versions |  | Y | FTP, TFTP, SCP | FTP, TFTP, SCP | FTP, TFTP, SCP | Yes | NA | No
| OID:1.3.6.1.4.1.9.1.1442 |  |  | Y | FTP, TFTP, SCP | FTP, TFTP, SCP | FTP, TFTP, SCP | Yes | NA | No
Cisco ASA 5515-X Adaptive Security Appliance | OID:1.3.6.1.4.1.9.1.1420 | All Versions |  | Y | FTP, TFTP, SCP | FTP, TFTP, SCP | FTP, TFTP, SCP | Yes | NA | No
| OID:1.3.6.1.4.1.9.1.1421 |  |  | Y | FTP, TFTP, SCP | FTP, TFTP, SCP | FTP, TFTP, SCP | Yes | NA | No
Cisco ASA 5515-X Adaptive Security Appliance with No Payload Encryption | OID:1.3.6.1.4.1.9.1.1448 | All Versions |  | Y | FTP, TFTP, SCP | FTP, TFTP, SCP | FTP, TFTP, SCP | Yes | NA | No
| OID:1.3.6.1.4.1.9.1.1443 |  |  | Y | FTP, TFTP, SCP | FTP, TFTP, SCP | FTP, TFTP, SCP | Yes | NA | No
Cisco ASA 5525-X Adaptive Security Appliance | OID:1.3.6.1.4.1.9.1.1412 | All Versions |  | Y | FTP, TFTP, SCP | FTP, TFTP, SCP | FTP, TFTP, SCP | Yes | NA | No
| OID:1.3.6.1.4.1.9.1.1408 |  |  | Y | FTP, TFTP, SCP | FTP, TFTP, SCP | FTP, TFTP, SCP | Yes | NA | No
Cisco ASA 5525-X Adaptive Security Appliance with No Payload Encryption | OID:1.3.6.1.4.1.9.1.1449 | All Versions |  | Y | FTP, TFTP, SCP | FTP, TFTP, SCP | FTP, TFTP, SCP | Yes | NA | No
| OID:1.3.6.1.4.1.9.1.1444 |  |  | Y | FTP, TFTP, SCP | FTP, TFTP, SCP | FTP, TFTP, SCP | Yes | NA | No
Cisco ASA 5545-X Adaptive Security Appliance with No Payload Encryption | OID:1.3.6.1.4.1.9.1.1450 | All Versions |  | Y | FTP, TFTP, SCP | FTP, TFTP, SCP | FTP, TFTP, SCP | Yes | NA | No
| OID:1.3.6.1.4.1.9.1.1445 |  |  | Y | FTP, TFTP, SCP | FTP, TFTP, SCP | FTP, TFTP, SCP | Yes | NA | No
Cisco ASA 5555-X Adaptive Security Appliance with No Payload Encryption | OID:1.3.6.1.4.1.9.1.1451 | All Versions |  | Y | FTP, TFTP, SCP | FTP, TFTP, SCP | FTP, TFTP, SCP | Yes | NA | No
| OID:1.3.6.1.4.1.9.1.1446 |  |  | Y | FTP, TFTP, SCP | FTP, TFTP, SCP | FTP, TFTP, SCP | Yes | NA | No
Cisco ASA 5545-X Adaptive Security Appliance | OID:1.3.6.1.4.1.9.1.1409 | All Versions |  | Y | FTP, TFTP, SCP | FTP, TFTP, SCP | FTP, TFTP, SCP | Yes | NA | No
Cisco ASA 5512-X Adaptive Security Appliance | OID:1.3.6.1.4.1.9.1.1407 | All Versions |  | Y | FTP, TFTP, SCP | FTP, TFTP, SCP | FTP, TFTP, SCP | Yes | NA | No
Cisco Catalyst 3750 Series Integrated Wireless LAN Controllers
Device Type | SYSOIDS | S/W Version | Software | Cisco.com Image Support(Y/N) | Image Import from Device ( FTP, TFTP, SFTP, SCP) | Image Distribution via Local File Server ( FTP, TFTP, SFTP, SCP) | Image Distribution via Software Image Management server ( FTP, TFTP, SFTP, SCP) | TFTP Fallback | ISSU | Activation without Distribution flow
Cisco Catalyst 3750G Integrated Wireless LAN Controller | OID:1.3.6.1.4.1.9.1.747 | All Versions |  | Y | TFTP, SCP | FTP, TFTP, SCP | FTP, TFTP, SCP | No | NA | Yes
Cisco UCS B-Series Servers
Device Type | SYSOIDS | S/W Version | Software | Cisco.com Image Support(Y/N)
Cisco UCS 6120XP 20-Port Fabric Interconnect | OID:1.3.6.1.4.1.9.12.3.1.3.847 | All Versions |  | N
Cisco UCS 6140XP 40-Port Fabric Interconnect | OID:1.3.6.1.4.1.9.12.3.1.3.899 | All Versions |  | N
Cisco UCS 6248UP 48-Port Fabric Interconnect | OID:1.3.6.1.4.1.9.12.3.1.3.1062 | All Versions |  | Y
Cisco UCS 6296UP 96-Port Fabric Interconnect | OID:1.3.6.1.4.1.9.12.3.1.3.1063 | All Versions |  | Y
Cisco UCS 6324 Fabric Interconnect | OID:1.3.6.1.4.1.9.12.3.1.3.1454 | All Versions |  | Y
Cisco UCS C-Series Servers
Device Type | SYSOIDS | S/W Version | Software | Cisco.com Image Support(Y/N)
Cisco UCS C240 M3 Rack Server (Deprecated) | OID: 1.3.6.1.4.1.9.1.1514 | All Versions |  | Y
| OID:1.3.6.1.4.1.9.1.1683 |  |  | Y
Cisco UCS C220 M3 Rack Server (Deprecated) | OID:1.3.6.1.4.1.9.1.1682 | All Versions |  | Y
Cisco UCS C220 M4 Rack Server | OID:1.3.6.1.4.1.9.1.2178 | All Versions |  | Y
Cisco UCS C240 M4 Rack Server | OID:1.3.6.1.4.1.9.1.2179 | All Versions |  | Y
Cisco UCS C3160 Rack Server | OID:1.3.6.1.4.1.9.1.2180 | All Versions |  | Y
Cisco UCS C260 M2 Rack Server (Deprecated) | OID:1.3.6.1.4.1.9.1.1515 | All Versions |  | N
Cisco UCS C22 M3 Rack Server (Deprecated) | OID:1.3.6.1.4.1.9.1.1684 | All Versions |  | N
Cisco UCS C24 M3 Rack Server (Deprecated) | OID:1.3.6.1.4.1.9.1.1685 | All Versions |  | N
Cisco UCS E-Series Software
Device Type | SYSOIDS | S/W Version | Software | Cisco.com Image Support(Y/N)
Cisco UCS E140S M2 Software (Deprecated) | OID1.3.6.1.4.1.9.1.1864 | All Versions |  | N
Cisco UCS E160D M2 Software (Deprecated) | OID1.3.6.1.4.1.9.1.2183 | All Versions |  | N
Cisco UCS E180D M2 Software (Deprecated) | OID1.3.6.1.4.1.9.1.2184 | All Versions |  | N
Cisco UCS EN120S M2 Software (Deprecated) | OID1.3.6.1.4.1.9.1.1931 | All Versions |  | N
Cisco UCS EN140N Software | OID1.3.6.1.4.1.9.1.1932 | All Versions |  | N
Cisco UCS EN120E Software | OID1.3.6.1.4.1.9.1.1933 | All Versions |  | N
Cisco 7600 Series Routers
Device Type | SYSOIDS | S/W Version | Software | Cisco.com Image Support(Y/N)
Cisco 7609 Router | OID:1.3.6.1.4.1.9.1.509 | >=12.2 | IOS | Y
| OID:1.3.6.1.4.1.9.5.55 |  |  | Y
Cisco 7603 Router | OID:1.3.6.1.4.1.9.1.401 | >=12.2 | IOS | Y
| OID:1.3.6.1.4.1.9.5.53 |  |  | Y
| OID:1.3.6.1.4.1.9.1.862 |  |  | Y
Cisco 7604 Router | OID:1.3.6.1.4.1.9.1.658 | >=12.2 | IOS | Y
Cisco 7606 Router | OID:1.3.6.1.4.1.9.1.402 | >=12.2 | IOS | Y
| OID:1.3.6.1.4.1.9.5.54 |  |  | Y
Cisco 7613 Router | OID:1.3.6.1.4.1.9.5.60 | >=12.2 | IOS | Y
| OID:1.3.6.1.4.1.9.1.528 |  |  | Y
Cisco 7609S Router | OID:1.3.6.1.4.1.9.1.864 | >=12.2 | IOS | N
Cisco 7606-S Router | OID:1.3.6.1.4.1.9.1.863 | >=12.2 | IOS | N

## Service Provisioning+Technology
| Feature | Added in Release | Supported Operations (C = Create, M = Modify, D = Delete) | Device | Device OS Version | Comments
L3 VPN | Modify L3 MPLS VPN Service attributes | 2 | M | ASR9006 | 5.1.2
L3 VPN | Modify L3 MPLS VPN Service attributes | 2 | M | ASR9010 | 5.1.2
L3 VPN | Point-and-click | 2 | C,M | ASR9006 | 5.1.2
L3 VPN | Point-and-click | 2 | C,M | ASR9010 | 5.1.2
L3 VPN | Activate and deactivate | 2 | C,M | ASR9006 | 5.1.2
L3 VPN | Modify L3 MPLS VPN—Edit VRF and site using Cisco EPN Manager UI wizard | 2.0.1 | M | ASR903 | 3.8/15.3 (1) S
L3 VPN | Modify L3 MPLS VPN—Edit VRF and site using Cisco EPN Manager UI wizard | 2.0.1 | M | ASR907 | 3.8/15.3 (1) S
L3 VPN | Modify L3 MPLS VPN—Edit VRF and site using Cisco EPN Manager UI wizard | 2.0.1 | M | ASR920 | 3.17/15.6 (1) S
L3 VPN | Activate and deactivate | 2 | C,M | ASR9010 | 5.1.2
L3 VPN | Modify L3 MPLS VPN—Edit VRF and site using Cisco EPN Manager UI wizard | 2.0.1 | M | ASR9006 | 5.1.2
L3 VPN | Provision L3VPN service on BVI and BDI interfaces | 2.0.1 | C,M,D | ASR903 | 3.8/15.3 (1) S
L3 VPN | Provision L3VPN service on BVI and BDI interfaces | 2.0.1 | C,M,D | ASR907 | 3.8/15.3 (1) S
L3 VPN | Provision L3VPN service on BVI and BDI interfaces | 2.0.1 | C,M,D | ASR920 | 3.17/15.6 (1) S
L3 VPN | Modify L3 MPLS VPN—Edit VRF and site using Cisco EPN Manager UI wizard | 2.0.1 | M | ASR9010 | 5.1.2
L3 VPN | Provision L3VPN service on BVI and BDI interfaces | 2.0.1 | C,M,D | ASR9006 | 5.1.2
L3 VPN | Advanced BGP model (PE-CE routing protocols and BGP neighbor) | 2.0.1 | C,M,D | ASR903 | 3.8/15.3 (1) S
L3 VPN | Advanced BGP model (PE-CE routing protocols and BGP neighbor) | 2.0.1 | C,M,D | ASR907 | 3.8/15.3 (1) S
L3 VPN | Advanced BGP model (PE-CE routing protocols and BGP neighbor) | 2.0.1 | C,M,D | ASR920 | 3.17/15.6 (1) S
L3 VPN | Provision L3VPN service on BVI and BDI interfaces | 2.0.1 | C,M,D | ASR9010 | 5.1.2
L3 VPN | Advanced BGP Model (PE-CE routing protocols and BGP neighbor) | 2.0.1 | C,M,D | ASR9006 | 5.1.2
L3 VPN | QOS enhancement for L3VPN services | 2.0.1 | C,D | ASR903 | 3.8/15.3 (1) S
L3 VPN | QOS enhancement for L3VPN services | 2.0.1 | C,D | ASR907 | 3.8/15.3 (1) S
L3 VPN | QOS enhancement for L3VPN services | 2.0.1 | C,D | ASR920 | 3.17/15.6 (1) S
L3 VPN | Advanced BGP Model (PE-CE routing protocols and BGP neighbor) | 2.0.1 | C,M,D | ASR9010 | 5.1.2
L3 VPN | QOS enhancement for L3VPN services | 2.0.1 | C,D | ASR9006 | 5.1.2
L3 VPN | QOS enhancement for L3VPN services | 2.0.1 | C,D | ASR9010 | 5.1.2
L3 VPN | Provisioning of Layer 3 IPSLA probes | 2.0.1 | C,D | ASR903 | 3.8/15.3 (1) S
L3 VPN | Provisioning of Layer 3 IPSLA probes | 2.0.1 | C,D | ASR907 | 3.8/15.3 (1) S
L3 VPN | Provisioning of Layer 3 IPSLA probes | 2.0.1 | C,D | ASR920 | 3.17/15.6 (1) S
L3 VPN | Add SEP in the modify VRF flow | 2.0.1 | M | ASR903 | 3.8/15.3 (1) S
L3 VPN | Add SEP in the modify VRF flow | 2.0.1 | M | ASR907 | 3.8/15.3 (1) S
L3 VPN | Add SEP in the modify VRF flow | 2.0.1 | M | ASR 920 | 3.17/15.6 (1) S
L3 VPN | Add SEP in the modify VRF flow | 2.0.1 | M | ASR9006 | 5.1.2
L3 VPN | L3 VPN service extension via template | 2.0.1 | C,D | ASR903 | 3.8/15.3 (1) S
L3 VPN | L3 VPN service extension via template | 2.0.1 | C,D | ASR907 | 3.8/15.3 (1) S
L3 VPN | L3 VPN service extension via template | 2.0.1 | C,D | ASR920 | 3.17/15.6 (1) S
L3 VPN | Add SEP in the modify VRF flow | 2.0.1 | M | ASR9010 | 5.1.2
L3 VPN | L3 VPN service extension via template | 2.0.1 | C,D | ASR9006 | 5.1.2
L3 VPN | L3 VPN promotion | 2.0.1 | M,D | ASR903 | 3.8/15.3 (1) S
L3 VPN | L3 VPN promotion | 2.0.1 | M,D | ASR907 | 3.8/15.3 (1) S
L3 VPN | L3 VPN promotion | 2.0.1 | M,D | ASR920 | 3.17/15.6 (1) S
L3 VPN | L3 VPN service extension via template | 2.0.1 | C,D | ASR9010 | 5.1.2
L3 VPN | L3 VPN promotion | 2.0.1 | M,D | ASR9006 | 5.1.2
L3 VPN | Add support for reactive polling for L3VPN | 2.0.1 | C,M,D | ASR903 | 3.8/15.3 (1) S
L3 VPN | Add support for reactive polling for L3VPN | 2.0.1 | C,M,D | ASR907 | 3.8/15.3 (1) S
L3 VPN | Add support for reactive polling for L3VPN | 2.0.1 | C,M,D | ASR920 | 3.17/15.6 (1) S
L3 VPN | L3 VPN promotion | 2.0.1 | M,D | ASR9010 | 5.1.2
L3 VPN | Add support for reactive polling for L3VPN | 2.0.1 | C,M,D | ASR9006 | 5.1.2
L3 VPN | L3VPN service on port-based endpoint (sub-interface with default encapsulation) | 2.0.1 | C,M,D | ASR903 | 3.8/15.3 (1) S
L3 VPN | L3VPN service on port-based endpoint (sub-interface with default encapsulation) | 2.0.1 | C,M,D | ASR907 | 3.8/15.3 (1) S
L3 VPN | L3VPN service on port-based endpoint (sub-interface with default encapsulation) | 2.0.1 | C,M,D | ASR920 | 3.17/15.6 (1) S
L3 VPN | Add support for reactive polling for L3VPN | 2.0.1 | C,M,D | ASR9010 | 5.1.2
L3 VPN | L3VPN service on port-based endpoint (sub-interface with default encapsulation) | 2.0.1 | C,M,D | ASR9006 | 5.1.2
L3 VPN | L3VPN QoS provisioning enhancement | 2.0.1 | C,M,D | ASR901S | 3.17/15.6 (1) S
L3 VPN | L3VPN QoS provisioning enhancement | 2.0.1 | C,M,D | ASR903 | 3.17/15.6 (1) S
L3 VPN | L3VPN QoS provisioning enhancement | 2.0.1 | C,M,D | ASR907 | 3.17/15.6 (1) S
L3 VPN | L3VPN QoS provisioning enhancement | 2.0.1 | C,M,D | ASR920 | 3.17/15.6 (1) S
L3 VPN | L3VPN service on port-based end point (sub-interface with default encapsulation) | 2.0.1 | C,M,D | ASR9010 | 5.1.2
L3 VPN | L3VPN QoS provisioning enhancement | 2.0.2 | C,M,D | ASR9006 | 5.1.2
L3 VPN | Support for ASR 901S | 2.0.2 | C,M,D | ASR901S | 3.17/15.6 (1) S
L3 VPN | Source and destination for IPSLA should be matched with SEP | 2.0.2 | C,M,D | ASR901S | 3.17/15.6 (1) S
L3 VPN | Source and destination for IPSLA should be matched with SEP | 2.0.2 | C,M,D | ASR903 | 3.17/15.6 (1) S
L3 VPN | Source and destination for IPSLA should be matched with SEP | 2.0.2 | C,M,D | ASR907 | 3.17/15.6 (1) S
L3 VPN | Source and destination for IPSLA should be matched with SEP | 2.0.2 | C,M,D | ASR920 | 3.17/15.6 (1) S
L3 VPN | L3VPN QoS provisioning enhancement | 2.0.2 | C,M,D | ASR9010 | 5.1.2
L3 VPN | Source and destination for IPSLA should be matched with SEP | 2.0.2 | C,M,D | ASR9006 | 3.17/15.6 (1) S
L3 VPN | Support for 15.6(2)SP/XE3.18.0 SP on all XE platforms | 2.0.2 | C,M,D | ASR901S | 3.17/15.6 (1) S
L3 VPN | Support for 15.6(2)SP/XE3.18.0 SP on all XE platforms | 2.0.2 | C,M,D | ASR903 | 3.17/15.6 (1) S
L3 VPN | Support for 15.6(2)SP/XE3.18.0 SP on all XE platforms | 2.0.2 | C,M,D | ASR907 | 3.17/15.6 (1) S
L3 VPN | Support for 15.6(2)SP/XE3.18.0 SP on all XE platforms | 2.0.2 | C,M,D | ASR920 | 3.17/15.6 (1) S
L3 VPN | Source and destination for IPSLA should be matched with SEP | 2.0.2 | C,M,D | ASR9010 | 3.17/15.6 (1) S
L3 VPN | Sanity check MR XR 5.3.3 on ASR9k | 2.0.3 | C,M,D | ASR9006 | 5.3.3
L3 VPN | ASR 9910 - XR 6.1.2—Support for L3 VPN | 2.0.4 | C,M,D | ASR9910 | 6.1.2
L3 VPN | Support for Skywarp (NCS 5001) platforms (eXR 6.1.2)—Support for L3 VPN | 2.0.4 | C,M,D | NCS5001 | 6.1.2 | QoS is not supported by device.
L3 VPN | Support for Skywarp (NCS 5002) platforms (eXR 6.1.2)—Support for L3 VPN | 2.0.4 | C,M,D | NCS5002 | 6.1.2 | QoS is not supported by device.
L3 VPN | Support for XR 6.1.1 on NCS5.5K—L3VPN (Fretta) | 2.0.4 | C,M,D | NCS5500 | 6.1.2 | QoS and ELM is not supported by device.
L3 VPN | Support for XR 6.1.1 on CRS for L3VPN | 2.1 | C,M,D | CRS | 6.1.2,6.4.2 | BVI is not supported for L3VPN by device; hence, it is not supported by Cisco EPN Manager. ELMI is not supported for CRS3 devices
L3 VPN | ASR90x—IPSLA modify flow on top of existing create or delete | 2.1 | M | ASR903 | 3.17/15.6 (1) S
L3 VPN | ASR90x—IPSLA modify flow on top of existing create or delete | 2.1 | M | ASR907 | 3.17/15.6 (1) S
L3 VPN | ASR90x—IPSLA modify flow on top of existing create or delete | 2.1 | M | ASR920 | 3.17/15.6 (1) S
L3 VPN | Sanity check MR XR 5.3.3 on ASR9k | 2.0.3 | C,M,D | ASR9010 | 5.3.3
L3 VPN | Support for XR 6.11 on ASR 9K for L3VPN | 2.1 | C,M,D | ASR9006 | 6.1.2 | Version requested for validation is 6.1.2 in place of 6.1.1.
L3 VPN | Support for XR 6.11 on ASR 9K for L3VPN | 2.1 | C,M,D | ASR9010 | 6.1.2
L3 VPN | L3 VPN support for Skywarp (NCS 5002) as a satellite on ASR 9K | 2.1 | C,M,D | NCS5002 | 6.1.2
L3 VPN | L3 VPN Support for Skywarp (NCS 5001) as a satellite on ASR9k | 2.1 | C,M,D | NCS5001 | 6.1.2
L3 VPN | Support for modification of "Service name" | 2.1 | C,M,D | ASR903 | 3.17/15.6 (1) S
L3 VPN | Support for modification of "Service name" | 2.1 | C,M,D | ASR907 | 3.17/15.6 (1) S
L3 VPN | Support for modification of "Service name" | 2.1 | C,M,D | ASR920 | 3.17/15.6 (1) S
L3 VPN | Support for modification of "Service name" | 2.1 | C,M,D | ASR901S | 3.17/15.6 (1) S
L3 VPN | Support for modification of "Service name" | 2.1 | C,M,D | ASR9006 | 6.1.2
L3 VPN | Support for modification of "Service name" | 2.1 | C,M,D | NCS5001 | 6.1.2
L3 VPN | Support for modification of "Service name" | 2.1 | C,M,D | NCS5002 | 6.1.2
L3 VPN | Support for modification of "Service name" | 2.1 | C,M,D | NCS5500 | 6.1.2
L3 VPN | Support for Catalyst 6500 Series Switches for L3VPN | 2.1.3 | C,M,D | Catalyst 6500 VSS | 15.1(2)SY9 | BVI is not supported for L3VPN by device; hence, it is not supported by Cisco EPN Manager.
L3 VPN | Support for XR 6.2.2 on NCS5k | 2.1.2 | C,M,D | NCS5001 | 6.2.2
L3 VPN | Support for XR 6.2.2 on CRS | 2.1.2 | C,M,D | CRS | 6.2.2 | ELMI is not supported for CRS3 devices
L3 VPN | Support for modification of "Service name" | 2.1 | C,M,D | ASR9010 | 6.1.2
L3 VPN | Customer facing OSPF configuration | 2.2 | C,M,D | ASR9k
L3 VPN | Customer facing OSPF configuration | 2.2 | C,M,D | ASR90x | 15.4(3)S
L3 VPN | Customer facing OSPF configuration | 2.2 | C,M,D | ASR920 | 15.6(2)S
L3 VPN | Support for XE 16.8.1 on ASR900 for L3VPN | 2.2.1 | C,M,D | ASR900 | 16.8.1
L3 VPN | SR Support for NCS5500 version 6.2.2 for L3VPN | 2.2.1 | C,M,D | NCS5500 | 6.2.2
L3 VPN | L3VPN Support for additional IOS-XR versions for ASR9K IOS-XR 5.2.4 for ASR9K (ASR9010) | 2.2.1 | C,M,D | ASR9010 | 5.2.4
L3 VPN | L3 VPN Support for XR 6.2.3 on NCS6k | 2.2.1 | C,M,D | NCS6k | 6.2.3
L3 VPN | L3VPN support for IOS-XR 6.2.3 on ASR9000 | 2.2.1 | C,M,D | ASR9000 | 6.2.3
L3 VPN | L3VPN [F17364] Support for N540-24Z8Q2C-M (NCS 540 Tortin) [XR-based] | 2.2.1 | C,M,D | NCS 540 | 6.3.2
L3 VPN | EPN-M support for HotSpring version 2 ASR-920-20SZ-M on IOS XE 16.9.1a (ASR920v2) | 3 | C,M,D | ASR920 | 16.9.1a
L3 VPN | Validate XR 6.5.2 on ASR9K and NCS5500 | 3 | C,M,D | ASR9K | 6.5.2
L3 VPN | EPNM Support for NCS-55A2-MOD-S (Mod/SE) on IOS-XR 6.5.1 | 3 | C,M,D | NCS55A2 - MOD-S | 6.5.1
L3 VPN | EPNM Support for NCS-55A2-MOD-HD-S (Hardened) on IOS-XR 6.5.1 | 3 | C,M,D | NCS55A2 HD-S | 6.5.1
L3 VPN | Support for XR 6.4.1 on NCS6k | 3 | C,M,D | NCS6K | 6.4.1
L3 VPN | (Left over F16804) NCS 6008-SYS-S single chassis - XR 6.4.1 (with multi-SDR) | 3 | C,M,D | NCS 6008 | 6.4.1
L3 VPN | IOS XE 16.10.1 validation on ASR9xxU and ASR9xx. | 3 | C,M,D | ASR903 | 16.10.1
L3 VPN | [F17363]Support for NCS-55A1-36H-SE-S on IOS XR 6.3.2 | 3 | C,M,D | NCS55A1 | 6.5.3
L3 VPN | Support for Back to Back system - CRS 16 with 400G line card OS version IOS_XR 5.3.4 | 3 | C,M,D | CRS 16 | 5.3.4 | ELMI is not supported for CRS3 devices
L3 VPN | IOS XE 16.10.1 validation on NCS42xx | 3 | C,M,D | NCS42XX | 16.10.1
L3 VPN | NCS6008 Multi chassis – Multi-SDR Support on EPNM with IOS XR 6.4.1 | 3 | C,M,D | NCS6008 | 6.4.1
L3 VPN | IOS XE 16.9.1 FCS Validation on NCS42xx | 3 | C,M,D | NCS42XX | 16.9.1
L3 VPN | Support for ASR9K XR 6.3.2 | 3 | C,M,D | ASR9K | 6.3.2
L3 VPN | [F23308] Support for XR 6.3.2 on NCS55xx | 3 | C,M,D | NCS55XX | 6.3.2
L3 VPN | Validate XR 6.4.1 on ASR9K | 3 | C,M,D | ASR9K | 6.4.1
L3 VPN | EPNM support of IOS-XR 6.6.1 on NCS540 | 3 | C,M,D | NCS540 | 6.6.1
L3 VPN | EPNM support of IOS-XR 6.6.1 on NCS5500 | 3 | C,M,D | NCS500 | 6.6.1
L3 VPN | Support for Fretta (eXR) NCS 5504 platform XR 6.5.2 | 3 | C,M,D | NCS5504 | 6.5.2
L3 VPN | Support for ASR9K V2 DC satellite in EPNM for IOS 6.3.2 A9KV-V2-DC-A" | 3 | C,M,D | ASR9K | 6.3.2
L3 VPN | HSRP Support | 3 | C,M,D | ASR9001 | 6.5.2
L3 VPN | HSRP Support | 3 | C,M,D | ASR9006 | 5.3.2
L3 VPN | HSRP Support | 3 | C,M,D | NCS-540 | 6.6.1
L3 VPN | HSRP Support | 3 | C,M,D | NCS-5508 | 6.5.2
L3 VPN | HSRP Support | 3 | C,M,D | NCS-5501 | 6.3.2
L3 VPN | HSRP Support | 3 | C,M,D | NCS-4216 | 16.10.1
L3 VPN | HSRP Support | 3 | C,M,D | ASR 903 | 15.4(3)S
L3 VPN | HSRP Support | 3 | C,M,D | ASR 907 | 16.9.2, 16.10.1
L3 VPN | HSRP Support | 3 | C,M,D | ASR 920 | 15.6(3)S and 16.09.02
L3 VPN | HSRP Support | 3 | C,M,D | NCS6008 | 6.4.1
L3 VPN | 6VPE Support | 3 | C,M,D | ASR9001 | 6.5.2
L3 VPN | 6VPE Support | 3 | C,M,D | ASR9006 | 5.3.2
L3 VPN | 6VPE Support | 3 | C,M,D | NCS-540 | 6.6.1
L3 VPN | 6VPE Support | 3 | C,M,D | NCS-5508 | 6.5.2
L3 VPN | 6VPE Support | 3 | C,M,D | NCS-5501 | 6.3.2
L3 VPN | 6VPE Support | 3 | C,M,D | NCS-4216 | 16.10.1
L3 VPN | 6VPE Support | 3 | C,M,D | ASR 903 | 15.4(3)S
L3 VPN | 6VPE Support | 3 | C,M,D | ASR 907 | 16.9.2, 16.10.1
L3 VPN | 6VPE Support | 3 | C,M,D | ASR 920 | 15.6(3)S and 16.09.02
L3 VPN | 6VPE Support | 3 | C,M,D | NCS6008 | 6.4.1
L3 VPN | Support for 6.6.1 on NCS55xx | 3.0.1 | C,M,D | NCS5508 | 6.6.1
L3 VPN | Support for 6.6.1 on NCS55xx | 3.0.1 | C,M,D | NCS5504 | 6.6.1
L3 VPN | Support for 6.6.1 on NCS55xx | 3.0.1 | C,M,D | NCS5501 | 6.6.1
L3 VPN | Support for 6.6.1 on NCS55xx | 3.0.1 | C,M,D | NCS5501-SE | 6.6.1
L3 VPN | Support for 6.6.1 on NCS55xx | 3.0.1 | C,M,D | NCS5502 | 6.6.1
L3 VPN | Support for 6.6.1 on NCS55xx | 3.0.1 | C,M,D | NCS5502-SE | 6.6.1
L3 VPN | Support for 6.6.1 on NCS55xx | 3.0.1 | C,M,D | NCS5516 | 6.6.1
L3 VPN | Support for 6.6.1 on NCS55xx | 3.0.1 | C,M,D | NCS55A2-MOD-S | 6.6.1
L3 VPN | Support for 6.6.1 on NCS55xx | 3.0.1 | C,M,D | NCS55A2-MOD-HD-S | 6.6.1
L3 VPN | Support for 6.3.3 on ASR9xxx | 3.0.1 | C,M,D | ASR9010 | 6.3.3
L3 VPN | Support for 6.6.1 on ASR99xx | 3.0.1 | C,M,D | ASR9901 | 6.6.1
L3 VPN | Support for 6.3.3 on ASR99xx | 3.0.1 | C,M,D | ASR9904 | 6.3.3
L3 VPN | Support for 6.3.3 on ASR99xx | 3.0.1 | C,M,D | ASR9906 | 6.3.3
L3 VPN | Support for 6.3.3 on ASR9xxx | 3.0.1 | C,M,D | ASR9006 | 6.3.3
L3 VPN | Support for 6.3.3 on ASR9xxx | 3.0.1 | C,M,D | ASR9001 | 6.3.3
L3 VPN | Support for 6.3.3 on ASR99xx | 3.0.1 | C,M,D | ASR9910 | 6.3.3
L3 VPN | Support for 6.3.3 on ASR99xx | 3.0.1 | C,M,D | ASR9912 | 6.3.3
L3 VPN | Support for 6.3.3 on ASR99xx | 3.0.1 | C,M,D | ASR9922 | 6.3.3
L3 VPN | Support for 6.5.26 on NCS4xxx | 3.0.2 | C,M,D | NCS4016 | 6.5.26
L3 VPN | Support for 6.5.26 on NCS4xxx | 3.0.2 | C,M,D | NCS4009 | 6.5.26
L3 VPN | Support for 16.11.1a on NCS42xx | 3.0.2 | C,M,D | NCS4201 | 16.11.1a
L3 VPN | Support for 16.11.1a on NCS42xx | 3.0.2 | C,M,D | NCS4202 | 16.11.1a
L3 VPN | Support for 16.11.1a on NCS42xx | 3.0.2 | C,M,D | NCS4206 | 16.11.1a
L3 VPN | Support for 16.11.1a on NCS42xx | 3.0.2 | C,M,D | NCS4216 | 16.11.1a
L3 VPN | Support for 16.11.1a on NCS42xx | 3.0.2 | C,M,D | NCS4216-F2B | 16.11.1a
L3 VPN | Support for 6.3.3 on NCS55xx | 3.0.1 | C,M,D | NCS5501 | 6.3.3
L3 VPN | Support for 6.3.3 on NCS55xx | 3.0.1 | C,M,D | NCS5501-SE | 6.3.3
L3 VPN | Support for 6.3.3 on NCS55xx | 3.0.1 | C,M,D | NCS5502 | 6.3.3
L3 VPN | Support for 6.3.3 on NCS55xx | 3.0.1 | C,M,D | NCS5502-SE | 6.3.3
L3 VPN | Support for 6.3.3 on NCS55xx | 3.0.1 | C,M,D | NCS5508 | 6.3.3
L3 VPN | Support for 6.3.3 on NCS55xx | 3.0.1 | C,M,D | NCS5516 | 6.3.3
L3 VPN | Support for 6.6.25 on NCS540-ACC-SYS | 3.0.2 | C,M,D | NCS540-ACC-SYS | 6.6.25
L3 VPN | Support for 6.6.25 on NCS540X-ACC-SYS | 3.0.2 | C,M,D | NCS540X-ACC-SYS | 6.6.25
L3 VPN | Support for 6.6.25 on NCS560 | 3.0.2 | C,M,D | NCS560 | 6.6.25
L3 VPN | Support for 6.6.25 on NCS560 Enhanced | 3.0.2 | C,M,D | NCS560-Enhanced | 6.6.25
L3 VPN | Support for 6.6.25 on NCS560-4 Enhanced | 3.0.2 | C,M,D | NCS560-4 Enhanced | 6.6.25
L3 VPN | Support for 6.6.25 on NCS560-4 | 3.0.2 | C,M,D | NCS560-4 | 6.6.25
L3 VPN | Support for 16.11.1a on ASR902 | 3.0.2 | C,M,D | ASR902 | 16.11.1a
L3 VPN | Support for 16.11.1a on ASR903 | 3.0.2 | C,M,D | ASR903 | 16.11.1a
L3 VPN | Support for 16.11.1a on ASR907 | 3.0.2 | C,M,D | ASR907 | 16.11.1a
L3 VPN | Route Policy with on-demand color | 3.1 | C,M,D | NCS 540 | 7.0.1
L3 VPN | Route Policy with on-demand color | 3.1 | C,M,D | NCS-55A2 | 7.0.1
L3 VPN | Route Policy with on-demand color | 3.1 | C,M,D | NCS-5501 | 7.0.1
L3 VPN | Route Policy with on-demand color | 3.1 | C,M,D | NCS-5508 | 7.0.1
L3 VPN | Route Policy with on-demand color | 3.1 | C,M,D | ASR9006 | 7.0.1
L3 VPN | Support for XRv 9000 XR 7.0.1 (parity with 3.1 supported ASR9k version) | 3.1.1 | C,M,D | XRV 9000 | 7.0.1
L3 VPN | Support for Back to Back system - CRS 16 with 400G line card OS version IOS-XR 6.4.2 | 3.1.1 | C,M,D | CRS 16 | 6.4.2
L3 VPN | EPN-M support on ASR-920-8S4Z-PD with IOS-XE 16.9.4 | 3.1.1 | C,M,D | ASR-920-8S4Z-PD | 16.9.4
L3 VPN | EPNM Support for NCS-55A1-48Q6H & IOS-XR 7.0.1 | 3.1.1 | C,M,D | NCS5500 | 7.0.1
L3 VPN | EPNM Support for NCS-55A1-36H-S XR 7.0.1 | 3.1.1 | C,M,D | NCS-55A1-36H-S | 7.0.1
L3 VPN | EPNM Support for NCS-55A1-48Q6H & IOS-XR 7.0.1 | 3.1.1 | C,M,D | NCS-55A1-48Q6H | 7.0.1
L3 VPN | EPNM Support for NCS55A2-MOD-SE-S & IOS-XR 7.0.1 | 3.1.1 | C,M,D | NCS55A2-MOD-SE-S | 7.0.1
L3 VPN | EPNM support NCS-55A1-24Q6H-S: XR 7.0.1 | 3.1.1 | C,M,D | NCS-55A1-24Q6H-S | 7.0.1
L3 VPN | EPNM Support for IOS-XR 6.5.3 | 3.1.1 | C,M,D | NCS-5504 | 6.5.3
L3 VPN | EPN-M support on Cisco ASR-920-12SZ-A with IOS-XE 16.9.3 | 3.1.2 | C,M,D | Cisco ASR-920-12SZ-A | 16.9.3
L3 VPN | EPN-M support on Cisco ASR-920-12SZ-D with IOS-XE 16.9.3 | 3.1.2 | C,M,D | Cisco ASR-920-12SZ-A | 16.9.3
L3 VPN | EPN-M support on Cisco NCS 55A1-24H with 6.6.25 | 3.1.2 | C,M,D | Cisco NCS 55A1-24H | 6.6.25
L3 VPN | EPN-M support on Cisco IOS-XR 7.1.1 for the NCS5500 (5504 & 5508) | 3.1.3 | C,M,D | Cisco NCS 5500 | 7.1.1
L3 VPN | EPN-M support on Cisco IOS-XR 7.1.1 for NCS540(Acadia & Tortin) | 3.1.3 | C,M,D | Cisco NCS 540 | 7.1.1
L3 VPN | EPN-M support on Cisco IOS-XR 7.1.1 for ASR9901 | 3.1.3 | C,M,D | ASR9901 | 7.1.1
L3 VPN | EPN-M support on Cisco IOS-XR 6.5.2 for the ASR 9010 | 3.1.3 | C,M,D | ASR 9010 | 6.5.2
L2 VPN | Modify UNI | 2 | C,M,D | ASR 903 | 15.4(3)S
L2 VPN | Modify ENNI | 2 | C,M,D | ASR9010 | 4.3.4 [Default]
L2 VPN | Modify UNI | 2 | C,M,D | ASR9006 | 4.3.4 [Default]
L2 VPN | L2VPN support for ASR901s device | 2 | C,M,D | ASR 901S | 15.6(2)S
L2 VPN | Modify UNI | 2 | C,M,D | ASR9010 | 4.3.4 [Default]
L2 VPN | Add support for MR XR 5.3.3 on ASR9k from L2VPN | 2 | C,M,D | ASR9006 | 5.3.3
L2 VPN | Add support for MR XR 5.3.3 on ASR9k from L2VPN | 2 | C,M,D | ASR9010 | 5.3.3
L2 VPN | EPL consolidated service provisioning without path options | 2.0.2 | C,M,D | NCS4206 | 15.6 (20161002:161932)
L2 VPN | EPL consolidated service provisioning with path options | 2.0.2 | C,M,D | NCS4206 | 15.6 (20161002:161932)
L2 VPN | CE (E-Line) service provisioning with unidirectional tunnel via consolidated API | 2.0.2 | C,M,D | NCS4206 | 15.6 (20161002:161932)
L2 VPN | E-line provisioning with bidirectional TE tunnel enhancement | 2.0.2 | C,M,D | NCS4206 | 15.6 (20161002:161932)
L2 VPN | Add support for NCS5000 (XR 6.1.1) from L2VPN | 2.0.2 | C,M,D | NCS5000 | 6.1.2.13I | Note: CE services are validated without adding ELMI, OAM, QOS, and MEF. —Features mentioned above should not be selected during provisioning. —Restricted L2CP code from EMS (L2CP is set to default, which will result in failure of CE Service in Skywarp). —Validated with CFM and Performance Measurement Probes.
L2 VPN | Add support for NCS5500 (XR 6.1.1) from L2VPN | 2.0.2 | C,M,D | NCS5500 | 6.1.2.12I | Note: Validation is done without ELMI and the user-defined Ingress/Egress QoS profile as these features are not supported in the device. —Features mentioned above should not be selected during provisioning. —Able to provision CE service with CFM, Performance Measurement probes, and OAM.
L2 VPN | Provide L2VPN support for NCS6k | 2.1 | C,M,D | NCS6000 | 6.1.3.09I | Note: CE services are validated without adding ELMI and L2CP. —Features mentioned above should not be selected during provisioning. —Validated with CFM and Performance Measurement probes, OAM, and QOS.
L2 VPN | Provide L2VPN support for NCS 5002 as a satellite on ASR9K | 2.1 | C,M,D | NCS5002 | 6.1.2 | Able to provision All CE service using Skywarp as a satellite on ASR9k
L2 VPN | Provide L2VPN Support for NCS 5001 as a satellite on ASR9k | 2.1 | C,M,D | NCS5001 | 6.1.2 | Able to provision All CE service using Skywarp as a satellite on ASR9k.
L2 VPN | Provide L2VPN support for CRS device | 2.1 | C,M,D | CRS | 6.1.1 | Note: CE services are validated without adding ELMI and L2CP. —Features mentioned above should not be selected during provisioning. —Validated with CFM and Performance Measurement probes, OAM, and QOS.
L2 VPN | Provide L2VPN support for CRS-16 MSC 400G | 2.2.2 | C,M,D | CRS-16 | 5.3.4 | Note: CE services are validated without adding ELMI and L2CP. —Features mentioned above should not be selected during provisioning. —Validated with CFM and Performance Measurement probes, OAM, and QOS.
L2 VPN | L2VPN Support for 16.5.2 version on NCS42xx devices | 2.1 | C,M,D | NCS4216 | 16.5.2 | Device validation is done with QOS, OAM, ELMI , CFM, Y.1731.
L2 VPN | L2VPN Support for XR 6.1.32 version on NCS4k devices | 2.1.1 | C,M,D | NCS4016 | 6.1.32 | Device validation is done with OAM, ELMI , CFM, and without QOS , Y.1731(not supported) for Point-to-Point services.Bridge domain is not supported, so MultiPoint is not applicable.
L2 VPN | L2VPN validation and changes to support for VCOP pluggables on NCS4201/4202/ASR9xx (XE3.18SP) | 2.1.1 | C,M,D | NCS4201 | 16.05.01 | Device validation is done with bandwidth, OAM, QoS, ELMI, and Performance probe.
L2 VPN | CE provisioning on 5G-enabled Eowyn ports | 2.1.1 | C,M,D | NCS4216 | 16.05.01 | Device validation is done with bandwidth, OAM, QoS, ELMI, and Performance probe.
L2 VPN | CE provisioning support IOS XR 5.3.4 | 2.1.2 | C,M,D | ASR9001 | 5.3.4 | Device validation is done with OAM, ELMI , CFM, Y.1731
L2 VPN | Support for NCS42xx 16.6.1 and 16.6.1 VS | 2.1.2 | C,M,D | NCS4206 | 16.6.1, 16.6.1 VS | Device validation is done with bandwidth, OAM, QoS, ELMI, and Performance probe.
L2 VPN | Support for Celeborn (NCS4206, NCS4216) | 2.1.2 | C,M,D | NCS4206, NCS4216 | 16.6.1 | Device validation is done with bandwidth, OAM, QoS, ELMI, and Performance probe.
L2 VPN | Support for ASR1001 | 2.1.3 | C,M,D | ASR1000 | 16.3.4 | SLM not supported other than that all features supported.
L2 VPN | Support XE 16.6.3vS for Verizon Metro | 2.1.3 | C,M,D | NCS4206 | 16.6.3vs | Device Validation is done with PW Bandwidth , QOS , CFM and Probe
L2 VPN | Support for XE 16.8.1 NCS4200 and ASR900 | 2.1.3 | C,M,D | NCS4206/ASR907 | 16.8.1 | Device validation is done with bandwidth, OAM, QoS, ELMI, and Performance probe.
L2 VPN | CE support for ME1200-4S - 3.21 version validation and 3.20 left-overs | 2.2 | C,M,D | ME1200 | 15.6-5.SN(PI-3.21) | Device validation is done with OAM,CFM, Y.1731,QOS for EVPL service
L2 VPN | NCS4K 6.1.42 Validation | 2.2 | C,M,D | NCS4009 | 6.1.42 | Translate – 1:2, 2:1 was not supported by NCS 4k device 6.1.42 image, Y.1731 & Bridge domain not supported. So only Point-to-Point service is applicable.Uni MTU supported upto 9644.
L2 VPN | CE Provisioning Validation of XE 16.6.4vS for Verizon Metro | 2.2 | C,M,D | NCS4206 | 16.6.4vs | Device validation is done with bandwidth, OAM, QoS, ELMI, and Performance probe.
L2 VPN | Validation of XE 16.8.1 on NCS4200 and ASR900 | 2.2 | C,M,D | NCS4206/ASR907 | 16.8.1 | Device validation is done with bandwidth, OAM, QoS, ELMI, and Performance probe.
L2 VPN | Validation on ASR9K V2 DC satellite in EPNM - CE Content | 2.2.1 | C,M,D | ASR9000 V2 DC satellite | 6.1.4 | EVPL,EPLANVPLS services create,Modify,delete has been tested with QOS,OAM.
L2 VPN | Support for additional IOS-XR versions for ASR9K IOS-XR 5.2.4 for ASR9K (ASR9010) | 2.2.1 | C,M,D | ASR9010 | 5.2.4 | EVPL,EVPLANVPLS services create,Modify,delete has been tested with QOS,OAM.
L2 VPN | IOS XE 16.9.1 LA validation – PLM rank 107-CE Services validation | 2.2.1 | C,M,D | ASR903 | 16.9.1 | EPL,EPLANVPLS services create,Modify,delete has been tested with QOS,OAM.
L2 VPN | Validation on XR 6.2.3 on NCS6000 | 2.2.1 | C,M,D | NCS6000 | 6.2.3 | Using NCS 6k Cisco IOS XR Software, Version 6.2.3,evpl with OAM,without QOS profile has been created and modified successfully
L2 VPN | Validation on NCS540 ver 6.3.2 | 2.2.1 | C,M,D | NCS540 | 6.3.2 | Bandwidth is not supported currently, H/W BU will support in future. OAM, QoS, ELMI, CFM and Performance probe is supported.
L2 VPN | Validation on NCS540 ver 6.3.2 | 2.2.1 | C,M,D | NCS540 | 6.3.2 | Bandwidth is not supported currently, H/W BU will support in future. OAM, QoS, ELMI, CFM and Performance probe is supported. Multipoint CFM (mep crosscheck command) is supported in EPNM Version 3.0.2 and 3.1
L2 VPN | Validation on NCS540 ver 6.3.2 | 3.0.2 | C,M,D | NCS540 | 6.3.2 | Bandwidth is not supported currently, H/W BU will support in future. OAM, QoS, ELMI, CFM and Performance probe is supported. Multipoint CFM (mep crosscheck command) is supported in EPNM Version 3.0.2 and 3.1
L2 VPN | CE Provisioning support | 2.2.2 | C,M,D | NCS4K | 6.5.2 | EPL with Bi-directional Tunnel ,EVPL with Uni-directional Tunnel with TenGig interfaces has been tested with Bandwidth,OAM. Multipoint CFM is not supported
L2 VPN | CE Provisioning Support | 3.1 | C,M,D | NCS42xx | 16.2.1 | EPNM Feature OAM, Qos, ELMI, CFM Supported
L2 VPN | CE Provisioning Support | 3.1 | C,M,D | ME 1200 | 3.24 | EPNM Features OAM, Qos, ELMI, CFM are Supported. Only point-point EPL/EVPL supported
L2 VPN | EVPN-VPWS as part of the EPL and EVPL service provisioning. | 3.1 | C,M,D | ASR9904 | 6.53,7.0.1 | P2p(EVPL/EPL) only supported/ Multipoint not supported. Local Connect/Hairpin/Unmanaged device not supported
L2 VPN | EVPN-VPWS as part of the EPL and EVPL service provisioning. | 3.1 | C,M,D | NCS5501 | 6.53,7.0.1 | P2p(EVPL/EPL) only supported/ Multipoint not supported. Local Connect/Hairpin/Unmanaged device not supported
L2 VPN | EVPN-VPWS as part of the EPL and EVPL service provisioning. | 3.1 | C,M,D | NCS540 | 6.53,7.0.1 | P2p(EVPL/EPL) only supported/ Multipoint not supported. Local Connect/Hairpin/Unmanaged device not supported
L2 VPN | EVPN-VPWS as part of the EPL and EVPL service provisioning. | 3.1 | C,M,D | NCS55A2 | 6.53,7.0.1 | P2p(EVPL/EPL) only supported/ Multipoint not supported. Local Connect/Hairpin/Unmanaged device not supported
L2 VPN | EVPN-VPWS as part of the EPL and EVPL service provisioning. | 3.1 | C,M,D | NCS4206 | 16.2.1 | P2p(EVPL/EPL) only supported/ Multipoint not supported. Local Connect/Hairpin/Unmanaged device not supported
L2 VPN | EVPN-VPWS as part of the EPL and EVPL service provisioning. | 3.1 | C,M,D | ASR9912 | 6.53,7.0.1 | P2p(EVPL/EPL) only supported/ Multipoint not supported. Local Connect/Hairpin/Unmanaged device not supported
L2 VPN | EVPN-VPWS as part of the EPL and EVPL service provisioning. | 3.1 | C,M,D | ASR9904 | 6.53,7.0.1 | P2p(EVPL/EPL) only supported/ Multipoint not supported. Local Connect/Hairpin/Unmanaged device not supported
L2 VPN | CE Provisioning Support | 3.1 | C,M,D | NCS4k | 6.5.28 | EPNM Feature OAM, Qos, ELMI, CFM Supported
L2 VPN | CE Provisioning Support | 3.1 | C,M,D | ASR900 | 16.12.1 | EPNM Feature OAM, Qos, ELMI, CFM Supported
L2 VPN | CE Provisioning Support | 3.1 | C,M,D | NCS5500 | 7.0.1 | EPNM Feature OAM, Qos, ELMI, CFM Supported
L2 VPN | CE Provisioning Support | 3.1 | C,M,D | NCS 540-24Z8Q2C-M | 7.0.1 | EPNM Feature OAM, Qos, ELMI, CFM Supported
L2 VPN | CE Provisioning Support | 3.1 | C,M,D | ASR9K | 7.0.1 | EPNM Feature OAM, Qos, ELMI, CFM Supported
L2 VPN | CE Provisioning support | 2.2.2 | C,M,D | NCS42xx | IOS XE 16.10.1 LA | Device validation is done with bandwidth, OAM, QoS, ELMI, and Performance probe.
L2 VPN | CE Provisioning support | 2.2.2 | C,M,D | NCS42xx | IOS XE 16.10.1 LA | Device validation is done with bandwidth, OAM, QoS, ELMI, and Performance probe.
L2 VPN | CE Provisioning support | 2.2.2 | C,M,D | NCS55A2 (Mod/SE) | IOS-XR 6.5.2 | Device validation is done with OAM, QoS, ELMI, and Performance probe.
L2 VPN | CE Provisioning support | 2.2.2 | C,M,D | ME1200 | 3.22 | Device validation is done with OAM, QoS, ELMI, and Performance probe.
L2 VPN | CE Provisioning support | 2.2.2 | C,M,D | ASR9K and NCS5500 | XR 6.5.1 | Device validation is done with OAM, QoS, ELMI, and Performance probe.
L2 VPN | Validation on IOS XE 16.6.7vS validation | 2.2.1 | C,M,D | NCS4216 | 16.6.7vS | Device validation is done with OAM, QoS, Tunnel.
L2 VPN | CE Provisioning support | 3.0 | C,M,D | NCS5501 | 6.5.2.14I | Validate SR and EVPN Inventory reg
L2 VPN | CE Provisioning support | 3.0 | C,M,D | NCS5516 | 6.5.2.12I | Device validation is done with OAM, QoS, Tunnel.
L2 VPN | CE Provisioning support | 3.0 | C,M,D | ME-1200-31 | ME1200 OS Software Build 15.6-6.SN[1] | Device validation is done with OAM, QoS, Tunnel.
L2 VPN | CE Provisioning support | 3.0 | C,M,D | ASR 9906 | 6.6.1.30I | Device validation is done with OAM, QoS.
L2 VPN | CE support for ME1200-4S-A - 3.25 version validation | 3.0 | C,M,D | ME1200 | me1200-universal-mz.156-7.SN.img | Device validation is done with OAM,CFM, Y.1731,QOS for EVPL service
L2 VPN | Support for 6.6.1 on NCS55xx | 3.0.1 | C,M,D | NCS5508 | 6.6.1
L2 VPN | Support for 6.6.1 on NCS55xx | 3.0.1 | C,M,D | NCS5504 | 6.6.1
L2 VPN | Support for 6.6.1 on NCS55xx | 3.0.1 | C,M,D | NCS5501 | 6.6.1
L2 VPN | Support for 6.6.1 on NCS55xx | 3.0.1 | C,M,D | NCS5501-SE | 6.6.1
L2 VPN | Support for 6.6.1 on NCS55xx | 3.0.1 | C,M,D | NCS5502 | 6.6.1
L2 VPN | Support for 6.6.1 on NCS55xx | 3.0.1 | C,M,D | NCS5502-SE | 6.6.1
L2 VPN | Support for 6.6.1 on NCS55xx | 3.0.1 | C,M,D | NCS5516 | 6.6.1
L2 VPN | Support for 6.6.1 on NCS55xx | 3.0.1 | C,M,D | NCS55A2-MOD-S | 6.6.1
L2 VPN | Support for 6.6.1 on NCS55xx | 3.0.1 | C,M,D | NCS55A2-MOD-HD-S | 6.6.1
L2 VPN | Support for 6.3.3 on ASR9xxx | 3.0.1 | C,M,D | ASR9010 | 6.3.3
L2 VPN | Support for 6.6.1 on ASR99xx | 3.0.1 | C,M,D | ASR9901 | 6.6.1
L2 VPN | Support for 6.3.3 on ASR99xx | 3.0.1 | C,M,D | ASR9904 | 6.3.3
L2 VPN | Support for 6.3.3 on ASR99xx | 3.0.1 | C,M,D | ASR9906 | 6.3.3
L2 VPN | Support for 6.3.3 on ASR9xxx | 3.0.1 | C,M,D | ASR9006 | 6.3.3
L2 VPN | Support for 6.3.3 on ASR9xxx | 3.0.1 | C,M,D | ASR9001 | 6.3.3
L2 VPN | Support for 6.3.3 on ASR99xx | 3.0.1 | C,M,D | ASR9910 | 6.3.3
L2 VPN | Support for 6.3.3 on ASR99xx | 3.0.1 | C,M,D | ASR9912 | 6.3.3
L2 VPN | Support for 6.3.3 on ASR99xx | 3.0.1 | C,M,D | ASR9922 | 6.3.3
L2 VPN | Support for 6.6.1 on NCS55xx | 3.0.1 | C,M,D | NCS5508 | 6.6.1
L2 VPN | Support for 6.6.1 on NCS55xx | 3.0.1 | C,M,D | NCS5504 | 6.6.1
L2 VPN | Support for 6.6.1 on NCS55xx | 3.0.1 | C,M,D | NCS5501 | 6.6.1
L2 VPN | Support for 6.6.1 on NCS55xx | 3.0.1 | C,M,D | NCS5501-SE | 6.6.1
L2 VPN | Support for 6.6.1 on NCS55xx | 3.0.1 | C,M,D | NCS5502 | 6.6.1
L2 VPN | Support for 6.6.1 on NCS55xx | 3.0.1 | C,M,D | NCS5502-SE | 6.6.1
L2 VPN | Support for 6.6.1 on NCS55xx | 3.0.1 | C,M,D | NCS5516 | 6.6.1
L2 VPN | Support for 6.6.1 on NCS55xx | 3.0.1 | C,M,D | NCS55A2-MOD-S | 6.6.1
L2 VPN | Support for 6.6.1 on NCS55xx | 3.0.1 | C,M,D | NCS55A2-MOD-HD-S | 6.6.1
L2 VPN | Support for 6.3.3 on ASR9xxx | 3.0.1 | C,M,D | ASR9010 | 6.3.3
L2 VPN | Support for 6.6.1 on ASR99xx | 3.0.1 | C,M,D | ASR9901 | 6.6.1
L2 VPN | Support for 6.3.3 on ASR99xx | 3.0.1 | C,M,D | ASR9904 | 6.3.3
L2 VPN | Support for 6.3.3 on ASR99xx | 3.0.1 | C,M,D | ASR9906 | 6.3.3
L2 VPN | Support for 6.3.3 on ASR9xxx | 3.0.1 | C,M,D | ASR9006 | 6.3.3
L2 VPN | Support for 6.3.3 on ASR9xxx | 3.0.1 | C,M,D | ASR9001 | 6.3.3
L2 VPN | Support for 6.3.3 on ASR99xx | 3.0.1 | C,M,D | ASR9910 | 6.3.3
L2 VPN | Support for 6.3.3 on ASR99xx | 3.0.1 | C,M,D | ASR9912 | 6.3.3
L2 VPN | Support for 6.3.3 on ASR99xx | 3.0.1 | C,M,D | ASR9922 | 6.3.3
L2 VPN | Support for 6.5.26 on NCS4xxx | 3.0.2 | C,M,D | NCS4016 | 6.5.26
L2 VPN | Support for 6.5.26 on NCS4xxx | 3.0.2 | C,M,D | NCS4009 | 6.5.26
L2 VPN | Support for 16.11.1a on NCS42xx | 3.0.2 | C,M,D | NCS4201 | 16.11.1a
L2 VPN | Support for 16.11.1a on NCS42xx | 3.0.2 | C,M,D | NCS4202 | 16.11.1a
L2 VPN | Support for 16.11.1a on NCS42xx | 3.0.2 | C,M,D | NCS4206 | 16.11.1a
L2 VPN | Support for 16.11.1a on NCS42xx | 3.0.2 | C,M,D | NCS4216 | 16.11.1a
L2 VPN | Support for 16.11.1a on NCS42xx | 3.0.2 | C,M,D | NCS4216-F2B | 16.11.1a
L2 VPN | Support for 6.3.3 on NCS55xx | 3.0.1 | C,M,D | NCS5501 | 6.3.3
L2 VPN | Support for 6.3.3 on NCS55xx | 3.0.1 | C,M,D | NCS5501-SE | 6.3.3
L2 VPN | Support for 6.3.3 on NCS55xx | 3.0.1 | C,M,D | NCS5502 | 6.3.3
L2 VPN | Support for 6.3.3 on NCS55xx | 3.0.1 | C,M,D | NCS5502-SE | 6.3.3
L2 VPN | Support for 6.3.3 on NCS55xx | 3.0.1 | C,M,D | NCS5508 | 6.3.3
L2 VPN | Support for 6.3.3 on NCS55xx | 3.0.1 | C,M,D | NCS5516 | 6.3.3
L2 VPN | Support for 6.6.25 on NCS540 | 3.0.2 | C,M,D | NCS540-ACC-SYS | 6.6.25
L2 VPN | Support for 6.6.25 on NCS540X | 3.0.2 | C,M,D | NCS540X-ACC-SYS | 6.6.25
L2 VPN | Support for 6.6.25 on NCS560 | 3.0.2 | C,M,D | NCS560 | 6.6.25
L2 VPN | Support for 6.6.25 on NCS560 Enhanced | 3.0.2 | C,M,D | NCS560-Enhanced | 6.6.25
L2 VPN | Support for 6.6.25 on NCS560-4 Enhanced | 3.0.2 | C,M,D | NCS560-4 Enhanced | 6.6.25
L2 VPN | Support for 6.6.25 on NCS560-4 | 3.0.2 | C,M,D | NCS560-4 | 6.6.25
L2 VPN | Support for 16.11.1a on ASR902 | 3.0.2 | C,M,D | ASR902 | 16.11.1a
L2 VPN | Support for 16.11.1a on ASR903 | 3.0.2 | C,M,D | ASR903 | 16.11.1a
L2 VPN | Support for 16.11.1a on ASR907 | 3.0.2 | C,M,D | ASR907 | 16.11.1a
L2 VPN | CE Provisioning support | 3.0.2 | C,M,D | NCS4K | 6.5.2 | EPL with Bi-directional Tunnel ,EVPL with Uni-directional Tunnel with TenGig interfaces has been tested with Bandwidth,OAM. Multipoint CFM is not supported
L2 VPN | CE Provisioning support | 3.0.2 | C,M,D | NCS4K | 6.5.2 | EPL with Bi-directional Tunnel ,EVPL with Uni-directional Tunnel with TenGig interfaces has been tested with Bandwidth,OAM. Multipoint CFM is not supported
L2 VPN | CE Provisioning support | 3.1.1 | C,M,D | CRS | 6.4.2 | EPNM features tested. CFM/OAM/ELMI not supported for Multipoint services
L2 VPN | CE Provisioning Support | 3.1 | C,M,D | NCS5500 | 7.0.1 | EPNM Feature OAM, Qos, ELMI, CFM Supported
L2 VPN | CE Provisioning support | 3.1.1 | C,M,D | XRV 9000 | 7.0.1 | EPNM features tested. CFM/OAM/ELMI not supported for Point-to-Point/Multipoint services. VPLS Bridge domains not supported in Multipoint
L2 VPN | CE Provisioning support | 3.1.1 | C,M,D | NCS55A1-48Q6H | 7.0.1
L2 VPN | CE Provisioning support | 3.1.1 | C,M,D | NCS55A1-24Q6H-S | 7.0.1
L2 VPN | CE Provisioning support | 3.1.1 | C,M,D | NCS55A2-36H-SE-S | 7.0.1
L2 VPN | CE Provisioning support | 3.1.1 | C,M,D | NCS55A2-MOD-SE-S | 7.0.1
L2 VPN | CE Provisioning support | 3.1.1 | C,M,D | NCS55A1-36H-S | 7.0.1
L2 VPN | CE Provisioning support | 3.1.1 | C,M,D | ASR920-8S4Z-PD | 16.9.4
L2 VPN | CE Provisioning support | 3.1.2 | C,M,D | NCS 55A1-24H | 6.6.25
L2 VPN | CE Provisioning support | 3.1.2 | C,M,D | ASR-920-12SZ-D | 16.9.3
L2 VPN | CE Provisioning support | 3.1.2 | C,M,D | ASR-920-12SZ-A | 16.9.3
L2 VPN | CE Provisioning support | 3.1.3 | C,M,D | ASR9010 | 6.5.2 | EPNM Feature OAM, Qos, ELMI, CFM Supported
CEM | SAToP | 2 | C,M,D | NCS4216 | 3.18/15.6(2)S
CEM | SAToP | 2 | C,M,D | NCS4206 | 3.18/15.6(2)S
CEM | SAToP | 2 | C,M,D | ASR903 | 3.18/15.6(2)S
CEM | SAToP | 2 | C,M,D | ASR907 | 3.18/15.6(2)S
CEM | SAToP | 2 | C,M,D | ASR920 | 3.18/15.6(2)S
CEM | SAToP | 2.1.1 | C,M,D | NCS 4216 F2B | 16.5.1, 16.6.1v1
CEM | CESoPSN | 2.0.1 | C,M,D | NCS4216 | 3.18/15.6(2)S
CEM | CESoPSN | 2.0.1 | C,M,D | NCS4206 | 3.18/15.6(2)S
CEM | CESoPSN | 2.0.1 | C,M,D | ASR903 | 3.18/15.6(2)S
CEM | CESoPSN | 2.0.1 | C,M,D | ASR907 | 3.18/15.6(2)S
CEM | CESoPSN | 2.0.1 | C,M,D | ASR920 | 3.18/15.6(2)S
CEM | CESoPSN | 2.1.1 | C,M,D | NCS 4216 F2B | 16.5.1, 16.6.1v1
CEM | Partial Services | 2.0.1 | C,M,D | NCS4216 | 3.18/15.6(2)S
CEM | Partial Services | 2.0.1 | C,M,D | NCS4206 | 3.18/15.6(2)S
CEM | Partial Services | 2.0.1 | C,M,D | ASR903 | 3.18/15.6(2)S
CEM | Partial Services | 2.0.1 | C,M,D | ASR907 | 3.18/15.6(2)S
CEM | Partial Services | 2.0.1 | C,M,D | ASR920 | 3.18/15.6(2)S
CEM | Partial Services | 2.1.1 | C,M,D | NCS 4216 F2B | 16.5.1, 16.6.1v1
CEM | Service Promotion | 2.0.1 | C,M,D | NCS4216 | 3.18/15.6(2)S
CEM | Service Promotion | 2.0.1 | C,M,D | NCS4206 | 3.18/15.6(2)S
CEM | Service Promotion | 2.0.1 | C,M,D | ASR903 | 3.18/15.6(2)S
CEM | Service Promotion | 2.0.1 | C,M,D | ASR907 | 3.18/15.6(2)S
CEM | Service Promotion | 2.0.1 | C,M,D | ASR920 | 3.18/15.6(2)S
CEM | Service Promotion | 2.1.1 | C,M,D | NCS 4216 F2B | 16.5.1, 16.6.1v1
CEM | Template | 2.0.1 | C,M,D | NCS4216 | 3.18/15.6(2)S
CEM | Template | 2.0.1 | C,M,D | NCS4206 | 3.18/15.6(2)S
CEM | Template | 2.0.1 | C,M,D | ASR903 | 3.18/15.6(2)S
CEM | Template | 2.0.1 | C,M,D | ASR907 | 3.18/15.6(2)S
CEM | Template | 2.0.1 | C,M,D | ASR920 | 3.18/15.6(2)S
CEM | Template | 2.1.1 | C,M,D | NCS 4216 F2B | 16.5.1, 16.6.1v1
CEM | QoS | 2.0.2 | C | NCS4216 | 3.18/15.6(2)S
CEM | QoS | 2.0.2 | C | NCS4206 | 3.18/15.6(2)S
CEM | QoS | 2.0.2 | C | ASR903 | 3.18/15.6(2)S
CEM | QoS | 2.0.2 | C | ASR907 | 3.18/15.6(2)S
CEM | QoS | 2.0.2 | C | ASR920 | 3.18/15.6(2)S
CEM | QoS | 2.1 | C,M,D | NCS4216 | 3.18SP/15.6(2)SP
CEM | QoS | 2.1 | C,M,D | NCS4206 | 3.18SP/15.6(2)SP
CEM | QoS | 2.1 | C,M,D | ASR903 | 3.18SP/15.6(2)SP
CEM | QoS | 2.1 | C,M,D | ASR907 | 3.18SP/15.6(2)SP
CEM | QoS | 2.1 | C,M,D | ASR920 | 3.18SP/15.6(2)SP
CEM | QoS | 2.1.1 | C,M,D | NCS 4216 F2B | 16.5.1, 16.6.1v1
CEM | Service Reconciliation | 2.0.2 | C,M,D | NCS4216 | 3.18/15.6(2)S
CEM | Service Reconciliation | 2.0.2 | C,M,D | NCS4206 | 3.18/15.6(2)S
CEM | Service Reconciliation | 2.0.2 | C,M,D | ASR903 | 3.18/15.6(2)S
CEM | Service Reconciliation | 2.0.2 | C,M,D | ASR907 | 3.18/15.6(2)S
CEM | Service Reconciliation | 2.0.2 | C,M,D | ASR920 | 3.18/15.6(2)S
CEM | Service Reconciliation | 2.1.1 | C,M,D | NCS 4216 F2B | 16.5.1, 16.6.1v1
CEM | VCoP | 2.1.1 | C,M,D | NCS4201 | 16.5.1, 16.6.1v1
CEM | VCoP | 2.1.1 | C,M,D | NCS4202 | 16.5.1, 16.6.1v1
CEM | NCS4200-1T8S-10CS 5G | 2.1.1 | C,M,D | NCS4206 | 16.5.1, 16.6.1v1
CEM | NCS4200-1T8S-10CS 5G | 2.1.1 | C,M,D | NCS4216 | 16.5.1, 16.6.1v1
CEM | NCS4200-3GMS | 2.1.2 | C,M,D | NCS4206 | 16.06.01, 16.06.01vs
CEM | NCS4200-3GMS | 2.1.2 | C,M,D | NCS4216 | 16.06.01, 16.06.01vs
CEM | X.21 | 2.1.2 | C,M,D | ASR902U, ASR903U, ASR903, ASR 902 ASR920 (16.7.1), ASR920U (16.7.1) | 16.6.1, 16.7.1 | Only on Midpoint role.
CEM | 1+1 electrical card protection | 2.1.3 | C,M,D | NCS4206 | 16.07.01, 16.06.03vS
CEM | 1+1 electrical card protection | 2.1.3 | C,M,D | NCS4216 | 16.07.01, 16.06.03vS
CEM | 1+1 electrical card protection | 2.1.3 | C,M,D | ASR903 | 16.07.01, 16.06.03vS
CEM | 1+1 electrical card protection | 2.1.3 | C,M,D | ASR907 | 16.07.01, 16.06.03vS
CEM | Framed_SAToP support for T1 service on NCS4200-48T1E1-CE IM | 2.2 | C,M,D | NCS4206 | 16.8.1
CEM | Framed_SAToP support for T1 service on NCS4200-48T1E1-CE IM | 2.2 | C,M,D | NCS4216 | 16.8.1
CEM | Framed_SAToP support for T1 service on NCS4200-48T1E1-CE IM | 2.2 | C,M,D | ASR907 | 16.8.1
CEM | Framed_SAToP support for T1 service on NCS4200-48T1E1-CE IM | 2.2.1 | C,M,D | ASR903 | 16.8.1, 16.9.1
CEM | Framed_SAToP support for T1 and T3 services on NCS4200-48T3E3-CE IM | 2.2 | C,M,D | NCS4206 | 16.7.1, 16.8.1
CEM | Framed_SAToP support for T1 and T3 services on NCS4200-48T3E3-CE IM | 2.2 | C,M,D | NCS4216 | 16.7.1, 16.8.1
CEM | Framed_SAToP support for T1 and T3 services on NCS4200-48T3E3-CE IM | 2.2 | C,M,D | ASR907 | 16.7.1, 16.8.1
CEM | Framed_SAToP support for T1 and T3 services on NCS4200-48T3E3-CE IM | 2.2.1 | C,M,D | ASR903 | 16.8.1,16.9.1
CEM | Framed_SAToP support for T1 and T3 services on NCS4200-1T8S-10CS IM with SONET mode | 2.2 | C,M,D | NCS4206 | 16.7.1, 16.8.1
CEM | Framed_SAToP support for T1 and T3 services on NCS4200-1T8S-10CS IM with SONET mode | 2.2 | C,M,D | NCS4216 | 16.7.1, 16.8.1
CEM | Framed_SAToP support for T1 and T3 services on NCS4200-1T8S-10CS IM with SONET mode | 2.2 | C,M,D | ASR907 | 16.7.1, 16.8.1
CEM | Framed_SAToP support for T1 and T3 services on NCS4200-1T8S-10CS IM with SONET mode | 2.2.1 | C,M,D | ASR903 | 16.9.1
CEM | SDH support | 2.2 | C,M,D | NCS4206 | 16.6.1, 16.7.1 | SDH support is Beta feature in EPNM 2.2
CEM | SDH support | 2.2 | C,M,D | NCS4216 | 16.6.1, 16.7.1 | SDH support is Beta feature in EPNM 2.2
CEM | SDH support | 2.2 | C,M,D | ASR907 | 16.9.1
CEM | SDH support | 2.2 | C,M,D | ASR903 | 16.9.1
CEM | Support for 16.9.1 on NCS42xx | 2.2.1 | C,M,D | NCS4206 | 16.9.1
CEM | Support for 16.9.1 on NCS42xx | 2.2.1 | C,M,D | NCS4216 | 16.9.1
CEM | Support for 16.9.1a on ASR90x | 2.2.1 | C,M,D | ASR903 | 16.9.1a
CEM | Support for 16.9.1a on ASR90x | 2.2.1 | C,M,D | ASR907 | 16.9.1a
CEM | Support for 16.10.1 on NCS42xx | 3.0 | C,M,D | NCS4206 | 16.10.1 | Only on Midpoint role.
CEM | Support for 16.10.1 on NCS42xx | 3.0 | C,M,D | NCS4216 | 16.10.1
CEM | Support for 16.10.1 on ASR90x | 3.0 | C,M,D | ASR903 | 16.10.1
CEM | Support for 16.10.1 on ASR90x | 3.0 | C,M,D | ASR907 | 16.10.1
CEM | SDH MSP (APS protection) Support | 3.0 | C,M,D | NCS4206 | 16.10.1
CEM | SDH MSP (APS protection) Support | 3.0 | C,M,D | NCS4216 | 16.10.1
CEM | SDH MSP (APS protection) Support | 3.0 | C,M,D | ASR903 | 16.10.1
CEM | SDH MSP (APS protection) Support | 3.0 | C,M,D | ASR907 | 16.10.1
CEM | SDH SNCP (UPSR protection) Support | 3.0 | C,M,D | NCS4206 | 16.10.1
CEM | SDH SNCP (UPSR protection) Support | 3.0 | C,M,D | NCS4216 | 16.10.1
CEM | SDH SNCP (UPSR protection) Support | 3.0 | C,M,D | ASR903 | 16.10.1 | Cisco EPN Manager 2.1.1 Beta for Head and Tail roles.
CEM | SDH SNCP (UPSR protection) Support | 3.0 | C,M,D | ASR907 | 16.10.1
CEM | Support for 16.12.1 on NCS42xx | 3.1 | C,M,D | NCS4206 | 16.12.1
CEM | Support for 16.12.1 on NCS42xx | 3.1 | C,M,D | NCS4216 | 16.12.1
CEM | Support for 16.12.1 on ASR90x | 3.1 | C,M,D | ASR903 | 16.12.1
CEM | Support for 16.12.1 on ASR90x | 3.1 | C,M,D | ASR907 | 16.12.1
CEM | Support for CEM service create/modify/delete using Elboron card with 16.12.1 | 3.1 | C,M,D | NCS4216 | 16.12.1
CEM | Support for DS3 CEP feature | 3.1 | C,M,D | NCS4206 | 16.12.1
CEM | Support for DS3 CEP feature | 3.1 | C,M,D | NCS4216 | 16.12.1
CEM | Support for DS3 CEP feature | 3.1 | C,M,D | ASR903 | 16.12.1
CEM | Support for DS3 CEP feature | 3.1 | C,M,D | ASR907 | 16.12.1
CEM | Support for SDH Promotion | 3.1 | C,M,D | NCS4206 | 16.12.1
CEM | Support for SDH Promotion | 3.1 | C,M,D | NCS4216 | 16.12.1
CEM | Support for SDH Promotion | 3.1 | C,M,D | ASR903 | 16.12.1
CEM | Support for SDH Promotion | 3.1 | C,M,D | ASR907 | 16.12.1
CEM | Support for SDH Reconciliation | 3.1 | C,M,D | NCS4206 | 16.12.1
CEM | Support for SDH Reconciliation | 3.1 | C,M,D | NCS4216 | 16.12.1
CEM | Support for SDH Reconciliation | 3.1 | C,M,D | ASR903 | 16.12.1
CEM | Support for SDH Reconciliation | 3.1 | C,M,D | ASR907 | 16.12.1
CEM | EPN-M support on ASR-920-8S4Z-PD with IOS-XE 16.9.4 | 3.1.1 | C,M,D | ASR-920-8S4Z-PD | 16.9.4
MPLS-TE | Bidirectional Tunnel | 2 | C,M,D | NCS4206 | 3.18/15.6(2)S
MPLS-TE | Bidirectional Tunnel | 2 | C,M,D | NCS4216 | 3.18/15.6(2)S
MPLS-TE | Bidirectional Tunnel | 2 | C,M,D | NCS4009/NCS4016 | 6.1.12
MPLS-TE | Bidirectional Tunnel | 2.1 | C,M,D | ASR9001 | 5.3.1
MPLS-TE | Bidirectional Tunnel | 2.1 | C,M,D | ASR9006 | 6.2.2
MPLS-TE | Bidirectional Tunnel | 2.1 | C,M,D | ASR9010 | 6.1.3
MPLS-TE | Bidirectional Tunnel | 2.1 | C,M,D | ASR9910 | 6.2.2
MPLS-TE | Bidirectional Tunnel | 2.1 | C,M,D | ASR9912 | 6.2.3
MPLS-TE | Bidirectional Tunnel | 2.1 | C,M,D | ASR9922 | 6.1.4
MPLS-TE | Bidirectional Tunnel | 2.1 | C,M,D | ASR903 | 3.18SP/15.6(2)SP
MPLS-TE | Bidirectional Tunnel | 2.1 | C,M,D | ASR920 | 3.18SP/15.6(2)SP
MPLS-TE | Bidirectional Tunnel | 2.1 | C,M,D | ASR907 | 3.18SP/15.6(2)SP
MPLS-TE | Bidirectional Tunnel | 2.1.1 | C,M,D | NCS4216 F2B | 16.5.1, 16.6.1v1
MPLS-TE | Bidirectional Tunnel | 2.1.1 | C,M,D | NCS4009/NCS4016 | 6.1.32
MPLS-TE | Bidirectional Tunnel | 2.1.2 | C,M,D | NCS 4216 | 16.06.01, 16.06.01vs
MPLS-TE | Bidirectional Tunnel | 2.1.2 | C,M,D | NCS 4206 | 16.06.01, 16.06.01vs
MPLS-TE | Bidirectional Tunnel | 2.1.2 | C,M,D | NCS4009/NCS4016 | 6.1.22.29I
MPLS-TE | Bidirectional Tunnel | 2.2 | C,M,D | NCS 4201 | 16.06.03vS
MPLS-TE | Bidirectional Tunnel | 2.2 | C,M,D | NCS 4202 | 16.06.03vS
MPLS-TE | Bidirectional Tunnel | 3 | C,M,D | ASR-920-20SZ-M | 16.9.1a
MPLS-TE | Bidirectional Tunnel | 3 | C,M,D | ASR9K | 6.5.1
MPLS-TE | Bidirectional Tunnel | 3 | C,M,D | NCS5500 | 6.5.1
MPLS-TE | Bidirectional Tunnel | 3 | C,M,D | NCS-55A2-MOD-S | 6.5.1
MPLS-TE | Bidirectional Tunnel | 3 | C,M,D | NCS-55A2-MOD-HD-S | 6.5.1
MPLS-TE | Bidirectional Tunnel | 3 | C,M,D | NCS42XX | 16.9.1
MPLS-TE | Bidirectional Tunnel | 3 | C,M,D | ASR9XX | 16.10.1
MPLS-TE | Bidirectional Tunnel | 3 | C,M,D | NCS-55A1-36H-SE-S | 6.5.3
MPLS-TE | Bidirectional Tunnel | 3 | C,M,D | NCS4K | 6.5.2
MPLS-TE | Bidirectional Tunnel | 3 | C,M,D | NCS42XX | 16.10.1 LA
MPLS-TE | Bidirectional Tunnel | 3 | C,M,D | ASR9K | 6.4.1
MPLS-TE | Bidirectional Tunnel | 3 | C,M,D | NCS55XX | 6.5.2
MPLS-TE | Bidirectional Tunnel | 3 | C,M,D | NCS4K-Multichasis | 6.5.2
MPLS-TE | Bidirectional Tunnel | 3 | C,M,D | NCS540 | 6.6.1
MPLS-TE | Bidirectional Tunnel | 3 | C,M,D | NCS5500 | 6.6.1
MPLS-TE | Bidirectional Tunnel | 3 | C,M,D | ASR9901 | 6.6.1
MPLS-TE | Bidirectional Tunnel | 3.1 | C,M,D | NCS42XX | 16.12.1
MPLS-TE | Bidirectional Tunnel | 3.1 | C,M,D | ASR9XX | 16.12.1
MPLS-TE | Bidirectional Tunnel - Explicit Path | 2.0.2 | C,M,D | NCS4216 | 3.18/15.6(2)S
MPLS-TE | Bidirectional Tunnel - Explicit Path | 2.1 | C,M,D | ASR903 | 3.18SP/15.6(2)SP
MPLS-TE | Bidirectional Tunnel - Explicit Path | 2.1 | C,M,D | ASR920 | 3.18SP/15.6(2)SP
MPLS-TE | Bidirectional Tunnel - Explicit Path | 2.1 | C,M,D | ASR907 | 3.18SP/15.6(2)SP
MPLS-TE | Bidirectional Tunnel - Explicit Path | 2.0.2 | C,M,D | NCS4009/NCS4016 | 6.1.12
MPLS-TE | Bidirectional Tunnel - Explicit Path | 2.1 | C,M,D | ASR9001 | 5.3.1
MPLS-TE | Bidirectional Tunnel - Explicit Path | 2.1 | C,M,D | ASR9006 | 6.2.2
MPLS-TE | Bidirectional Tunnel - Explicit Path | 2.1 | C,M,D | ASR9010 | 6.1.3
MPLS-TE | Bidirectional Tunnel - Explicit Path | 2.1 | C,M,D | ASR9910 | 6.2.2
MPLS-TE | Bidirectional Tunnel - Explicit Path | 2.1 | C,M,D | ASR9912 | 6.2.3
MPLS-TE | Bidirectional Tunnel - Explicit Path | 2.1 | C,M,D | ASR9922 | 6.1.4
MPLS-TE | Bidirectional Tunnel - Explicit Path | 2.1.1 | C,M,D | NCS 4216 F2B | 16.5.1, 16.6.1v1
MPLS-TE | Bidirectional Tunnel - Explicit Path | 2.1.1 | C,M,D | NCS4009/NCS4016 | 6.1.32
MPLS-TE | Bidirectional Tunnel - Explicit Path | 2.1.2 | C,M,D | NCS 4216 | 16.06.01, 16.06.01vs
MPLS-TE | Bidirectional Tunnel - Explicit Path | 2.1.2 | C,M,D | NCS 4206 | 16.06.01, 16.06.01vs
MPLS-TE | Bidirectional Tunnel - Explicit Path | 2.1.2 | C,M,D | NCS4009/NCS4016 | 6.1.22.29I
MPLS-TE | Bidirectional Tunnel - Explicit Path | 2.2 | C,M,D | NCS 4201 | 16.06.03vS
MPLS-TE | Bidirectional Tunnel - Explicit Path | 2.2 | C,M,D | NCS 4202 | 16.06.03vS
MPLS-TE | Bidirectional Tunnel - Explicit Path | 3 | C,M,D | ASR-920-20SZ-M | 16.9.1a
MPLS-TE | Bidirectional Tunnel - Explicit Path | 3 | C,M,D | ASR9K | 6.5.1
MPLS-TE | Bidirectional Tunnel - Explicit Path | 3 | C,M,D | NCS5500 | 6.5.1
MPLS-TE | Bidirectional Tunnel - Explicit Path | 3 | C,M,D | NCS-55A2-MOD-S | 6.5.1
MPLS-TE | Bidirectional Tunnel - Explicit Path | 3 | C,M,D | NCS-55A2-MOD-HD-S | 6.5.1
MPLS-TE | Bidirectional Tunnel - Explicit Path | 3 | C,M,D | NCS42XX | 16.9.1
MPLS-TE | Bidirectional Tunnel - Explicit Path | 3 | C,M,D | ASR9XX | 16.10.1
MPLS-TE | Bidirectional Tunnel - Explicit Path | 3 | C,M,D | NCS-55A1-36H-SE-S | 6.5.3
MPLS-TE | Bidirectional Tunnel - Explicit Path | 3 | C,M,D | NCS4K | 6.5.2
MPLS-TE | Bidirectional Tunnel - Explicit Path | 3 | C,M,D | NCS42XX | 16.10.1 LA
MPLS-TE | Bidirectional Tunnel - Explicit Path | 3 | C,M,D | ASR9K | 6.4.1
MPLS-TE | Bidirectional Tunnel - Explicit Path | 3 | C,M,D | NCS55XX | 6.5.2
MPLS-TE | Bidirectional Tunnel - Explicit Path | 3 | C,M,D | NCS4K-Multichasis | 6.5.2
MPLS-TE | Bidirectional Tunnel - Explicit Path | 3 | C,M,D | NCS540 | 6.6.1
MPLS-TE | Bidirectional Tunnel - Explicit Path | 3 | C,M,D | NCS5500 | 6.6.1
MPLS-TE | Bidirectional Tunnel - Explicit Path | 3 | C,M,D | ASR9901 | 6.6.1
MPLS-TE | Bidirectional Tunnel - Explicit Path | 3.1 | C,M,D | NCS42XX | 16.12.1
MPLS-TE | Bidirectional Tunnel - Explicit Path | 3.1 | C,M,D | ASR9XX | 16.12.1
MPLS-TE | Bidirectional Tunnel - LSP Attributes | 2.1.3 | C,M,D | NCS 4206 | 16.6.3vS
MPLS-TE | Bidirectional Tunnel - LSP Attributes | 2.1.3 | C,M,D | NCS 4216 | 16.6.3vS
MPLS-TE | Bidirectional Tunnel - LSP Attributes | 2.1.3 | C,M,D | NCS4009/NCS4016 | 6.1.3
MPLS-TE | Bidirectional Tunnel - LSP Attributes | 2.1.3 | C,M,D | ASR907 | 16.07.01, 16.06.03vS
MPLS-TE | Bidirectional Tunnel - LSP Attributes | 2.1.3 | C,M,D | ASR903 | 16.07.01, 16.06.03vS
MPLS-TE | Bidirectional Tunnel - LSP Attributes | 2.1.3 | C,M,D | ASR9001 | 6.1.4
MPLS-TE | Bidirectional Tunnel - LSP Attributes | 2.1.3 | C,M,D | ASR9006 | 6.2.2
MPLS-TE | Bidirectional Tunnel - LSP Attributes | 2.1.3 | C,M,D | ASR9010 | 6.1.3
MPLS-TE | Bidirectional Tunnel - LSP Attributes | 2.1.3 | C,M,D | ASR9910 | 6.2.2
MPLS-TE | Bidirectional Tunnel - LSP Attributes | 2.1.3 | C,M,D | ASR9912 | 6.2.3
MPLS-TE | Bidirectional Tunnel - LSP Attributes | 2.1.3 | C,M,D | ASR9922 | 6.1.4
MPLS-TE | Bidirectional Tunnel - LSP Attributes | 2.2 | C,M,D | NCS 4201 | 16.06.03vS
MPLS-TE | Bidirectional Tunnel - LSP Attributes | 2.2 | C,M,D | NCS 4202 | 16.06.03vS
MPLS-TE | Bidirectional Tunnel - LSP Attributes | 3 | C,M,D | ASR-920-20SZ-M | 16.9.1a
MPLS-TE | Bidirectional Tunnel - LSP Attributes | 3 | C,M,D | ASR9K | 6.5.1
MPLS-TE | Bidirectional Tunnel - LSP Attributes | 3 | C,M,D | NCS5500 | 6.5.1
MPLS-TE | Bidirectional Tunnel - LSP Attributes | 3 | C,M,D | NCS-55A2-MOD-S | 6.5.1
MPLS-TE | Bidirectional Tunnel - LSP Attributes | 3 | C,M,D | NCS-55A2-MOD-HD-S | 6.5.1
MPLS-TE | Bidirectional Tunnel - LSP Attributes | 3 | C,M,D | NCS42XX | 16.9.1
MPLS-TE | Bidirectional Tunnel - LSP Attributes | 3 | C,M,D | ASR9XX | 16.10.1
MPLS-TE | Bidirectional Tunnel - LSP Attributes | 3 | C,M,D | NCS-55A1-36H-SE-S | 6.5.3
MPLS-TE | Bidirectional Tunnel - LSP Attributes | 3 | C,M,D | NCS4K | 6.5.2
MPLS-TE | Bidirectional Tunnel - LSP Attributes | 3 | C,M,D | NCS42XX | 16.10.1 LA
MPLS-TE | Bidirectional Tunnel - LSP Attributes | 3 | C,M,D | ASR9K | 6.4.1
MPLS-TE | Bidirectional Tunnel - LSP Attributes | 3 | C,M,D | NCS55XX | 6.5.2
MPLS-TE | Bidirectional Tunnel - LSP Attributes | 3 | C,M,D | NCS4K-Multichasis | 6.5.2
MPLS-TE | Bidirectional Tunnel - LSP Attributes | 3 | C,M,D | NCS540 | 6.6.1
MPLS-TE | Bidirectional Tunnel - LSP Attributes | 3 | C,M,D | NCS5500 | 6.6.1
MPLS-TE | Bidirectional Tunnel - LSP Attributes | 3 | C,M,D | ASR9901 | 6.6.1
MPLS-TE | Bidirectional Tunnel - LSP Attributes | 3.1 | C,M,D | NCS42XX | 16.12.1
MPLS-TE | Bidirectional Tunnel - LSP Attributes | 3.1 | C,M,D | ASR9XX | 16.12.1
MPLS-TE | Unidirectional Tunnel - LSP Attributes | 3.1 | C,M,D | NCS42XX | 16.12.1
MPLS-TE | Unidirectional Tunnel - LSP Attributes | 3.1 | C,M,D | ASR9XX | 16.12.1
MPLS-TE | Unidirectional Tunnel - LSP Attributes | 3.1 | C,M,D | NCS540 | 7.0.1
MPLS-TE | Unidirectional Tunnel - LSP Attributes | 3.1 | C,M,D | NCS5500 | 7.0.1
MPLS-TE | Unidirectional Tunnel - LSP Attributes | 3.1 | C,M,D | ASR9901 | 6.6.1
MPLS-TE | Unidirectional Tunnel | 2.1 | C,M,D | NCS4206 | 3.18SP/15.6(2)SP
MPLS-TE | Unidirectional Tunnel | 2.1 | C,M,D | NCS4216 | 3.18SP/15.6(2)SP
MPLS-TE | Unidirectional Tunnel | 2.1 | C,M,D | ASR903 | 3.18SP/15.6(2)SP
MPLS-TE | Unidirectional Tunnel | 2.1 | C,M,D | ASR920 | 3.18SP/15.6(2)SP
MPLS-TE | Unidirectional Tunnel | 2.1 | C,M,D | ASR907 | 3.18SP/15.6(2)SP
MPLS-TE | Unidirectional Tunnel | 2.1 | C,M,D | NCS4009/NCS4016 | 6.1.22.23I
MPLS-TE | Unidirectional Tunnel | 2.1 | C,M,D | ASR9001 | 5.3.1
MPLS-TE | Unidirectional Tunnel | 2.1 | C,M,D | ASR9006 | 6.2.2
MPLS-TE | Unidirectional Tunnel | 2.1 | C,M,D | ASR9010 | 6.1.3
MPLS-TE | Unidirectional Tunnel | 2.1 | C,M,D | ASR9910 | 6.2.2
MPLS-TE | Unidirectional Tunnel | 2.1 | C,M,D | ASR9912 | 6.2.3
MPLS-TE | Unidirectional Tunnel | 2.1 | C,M,D | ASR9922 | 6.1.4
MPLS-TE | Unidirectional Tunnel | 2.1.1 | C,M,D | NCS 4216 F2B | 16.5.1, 16.6.1v1
MPLS-TE | Unidirectional Tunnel | 2.1.1 | C,M,D | NCS4009/NCS4016 | 6.1.32
MPLS-TE | Unidirectional Tunnel | 2.1.2 | C,M,D | NCS 4216 | 16.06.01, 16.06.01vs
MPLS-TE | Unidirectional Tunnel | 2.1.2 | C,M,D | NCS 4206 | 16.06.01, 16.06.01vs
MPLS-TE | Unidirectional Tunnel | 2.1.2 | C,M,D | NCS4009/NCS4016 | 6.1.22.29I
MPLS-TE | Unidirectional Tunnel | 2.2 | C,M,D | NCS 4201 | 16.06.03vS
MPLS-TE | Unidirectional Tunnel | 2.2 | C,M,D | NCS 4202 | 16.06.03vS
MPLS-TE | Unidirectional Tunnel | 2.2.1 | C,M,D | NCS-540 | 6.3.2
MPLS-TE | Unidirectional Tunnel | 3 | C,M,D | ASR-920-20SZ-M | 16.9.1a
MPLS-TE | Unidirectional Tunnel | 3 | C,M,D | ASR9K | 6.5.1
MPLS-TE | Unidirectional Tunnel | 3 | C,M,D | NCS5500 | 6.5.1
MPLS-TE | Unidirectional Tunnel | 3 | C,M,D | NCS-55A2-MOD-S | 6.5.1
MPLS-TE | Unidirectional Tunnel | 3 | C,M,D | NCS-55A2-MOD-HD-S | 6.5.1
MPLS-TE | Unidirectional Tunnel | 3 | C,M,D | NCS42XX | 16.9.1
MPLS-TE | Unidirectional Tunnel | 3 | C,M,D | ASR9XX | 16.10.1
MPLS-TE | Unidirectional Tunnel | 3 | C,M,D | NCS-55A1-36H-SE-S | 6.5.3
MPLS-TE | Unidirectional Tunnel | 3 | C,M,D | NCS4K | 6.5.2
MPLS-TE | Unidirectional Tunnel | 3 | C,M,D | NCS42XX | 16.10.1 LA
MPLS-TE | Unidirectional Tunnel | 3 | C,M,D | ASR9K | 6.4.1
MPLS-TE | Unidirectional Tunnel | 3 | C,M,D | NCS55XX | 6.5.2
MPLS-TE | Unidirectional Tunnel | 3 | C,M,D | NCS4K-Multichasis | 6.5.2
MPLS-TE | Unidirectional Tunnel | 3 | C,M,D | NCS540 | 6.6.1
MPLS-TE | Unidirectional Tunnel | 3 | C,M,D | NCS5500 | 6.6.1
MPLS-TE | Unidirectional Tunnel | 3 | C,M,D | ASR9901 | 6.6.1
MPLS-TE | Unidirectional Tunnel | 3.1 | C,M,D | NCS42XX | 16.12.1
MPLS-TE | Unidirectional Tunnel | 3.1 | C,M,D | ASR9XX | 16.12.1
MPLS-TE | Unidirectional Tunnel - Explicit Path | 2.1 | C,M,D | NCS4206 | 3.18SP/15.6(2)SP
MPLS-TE | Unidirectional Tunnel - Explicit Path | 2.1 | C,M,D | NCS4216 | 3.18SP/15.6(2)SP
MPLS-TE | Unidirectional Tunnel - Explicit Path | 2.1 | C,M,D | ASR903 | 3.18SP/15.6(2)SP
MPLS-TE | Unidirectional Tunnel - Explicit Path | 2.1 | C,M,D | ASR920 | 3.18SP/15.6(2)SP
MPLS-TE | Unidirectional Tunnel - Explicit Path | 2.1 | C,M,D | ASR907 | 3.18SP/15.6(2)SP
MPLS-TE | Unidirectional Tunnel - Explicit Path | 2.1 | C,M,D | NCS4009/NCS4016 | 6.1.22.23I
MPLS-TE | Unidirectional Tunnel - Explicit Path | 2.1 | C,M,D | ASR9001 | 5.3.1
MPLS-TE | Unidirectional Tunnel - Explicit Path | 2.1 | C,M,D | ASR9006 | 6.2.2
MPLS-TE | Unidirectional Tunnel - Explicit Path | 2.1 | C,M,D | ASR9010 | 6.1.3
MPLS-TE | Unidirectional Tunnel - Explicit Path | 2.1 | C,M,D | ASR9910 | 6.2.2
MPLS-TE | Unidirectional Tunnel - Explicit Path | 2.1 | C,M,D | ASR9912 | 6.2.3
MPLS-TE | Unidirectional Tunnel - Explicit Path | 2.1 | C,M,D | ASR9922 | 6.1.4
MPLS-TE | Unidirectional Tunnel - Explicit Path | 2.1.1 | C,M,D | NCS4216 F2B | 16.5.1, 16.6.1v1
MPLS-TE | Unidirectional Tunnel - Explicit Path | 2.1.1 | C,M,D | NCS4009/NCS4016 | 6.1.32
MPLS-TE | Unidirectional Tunnel - Explicit Path | 2.1.2 | C,M,D | NCS4216 | 16.06.01, 16.06.01vs
MPLS-TE | Unidirectional Tunnel - Explicit Path | 2.1.2 | C,M,D | NCS4206 | 16.06.01, 16.06.01vs
MPLS-TE | Unidirectional Tunnel - Explicit Path | 2.1.2 | C,M,D | NCS4009/NCS4016 | 6.1.22.29I
MPLS-TE | Unidirectional Tunnel - Explicit Path | 2.2 | C,M,D | NCS 4201 | 16.06.03vS
MPLS-TE | Unidirectional Tunnel - Explicit Path | 2.2 | C,M,D | NCS 4202 | 16.06.03vS
MPLS-TE | Unidirectional Tunnel - Explicit Path | 2.2.1 | C,M,D | NCS-540 | 6.3.2
MPLS-TE | Unidirectional Tunnel - Explicit Path | 3 | C,M,D | ASR-920-20SZ-M | 16.9.1a
MPLS-TE | Unidirectional Tunnel - Explicit Path | 3 | C,M,D | ASR9K | 6.5.1
MPLS-TE | Unidirectional Tunnel - Explicit Path | 3 | C,M,D | NCS5500 | 6.5.1
MPLS-TE | Unidirectional Tunnel - Explicit Path | 3 | C,M,D | NCS-55A2-MOD-S | 6.5.1
MPLS-TE | Unidirectional Tunnel - Explicit Path | 3 | C,M,D | NCS-55A2-MOD-HD-S | 6.5.1
MPLS-TE | Unidirectional Tunnel - Explicit Path | 3 | C,M,D | NCS42XX | 16.9.1
MPLS-TE | Unidirectional Tunnel - Explicit Path | 3 | C,M,D | ASR9XX | 16.10.1
MPLS-TE | Unidirectional Tunnel - Explicit Path | 3 | C,M,D | NCS-55A1-36H-SE-S | 6.5.3
MPLS-TE | Unidirectional Tunnel - Explicit Path | 3 | C,M,D | NCS4K | 6.5.2
MPLS-TE | Unidirectional Tunnel - Explicit Path | 3 | C,M,D | NCS42XX | 16.10.1 LA
MPLS-TE | Unidirectional Tunnel - Explicit Path | 3 | C,M,D | ASR9K | 6.4.1
MPLS-TE | Unidirectional Tunnel - Explicit Path | 3 | C,M,D | NCS55XX | 6.5.2
MPLS-TE | Unidirectional Tunnel - Explicit Path | 3 | C,M,D | NCS4K-Multichasis | 6.5.2
MPLS-TE | Unidirectional Tunnel - Explicit Path | 3 | C,M,D | NCS540 | 6.6.1
MPLS-TE | Unidirectional Tunnel - Explicit Path | 3 | C,M,D | NCS5500 | 6.6.1
MPLS-TE | Unidirectional Tunnel - Explicit Path | 3 | C,M,D | ASR9901 | 6.6.1
MPLS-TE | Unidirectional Tunnel - Explicit Path | 3.1 | C,M,D | NCS42XX | 16.12.1
MPLS-TE | Unidirectional Tunnel - Explicit Path | 3.1 | C,M,D | ASR9XX | 16.12.1
MPLS-TE | Unidirectional Tunnel - Auto BW Attributes | 2.1.3 | C,M,D | NCS 4206 | 16.06.03vS
MPLS-TE | Unidirectional Tunnel - Auto BW Attributes | 2.1.3 | C,M,D | NCS 4216 | 16.06.03vS
MPLS-TE | Unidirectional Tunnel - Auto BW Attributes | 2.1.3 | C,M,D | ASR907 | 16.07.01, 16.06.03vS
MPLS-TE | Unidirectional Tunnel - Auto BW Attributes | 2.1.3 | C,M,D | ASR903 | 16.07.01, 16.06.03vS
MPLS-TE | Unidirectional Tunnel - Auto BW Attributes | 2.1.3 | C,M,D | NCS4009/NCS4016 | 6.1.3
MPLS-TE | Unidirectional Tunnel - Auto BW Attributes | 2.2.1 | C,M,D | NCS-540 | 6.3.2
MPLS-TE | Unidirectional Tunnel - Auto BW Attributes | 3 | C,M,D | ASR-920-20SZ-M | 16.9.1a
MPLS-TE | Unidirectional Tunnel - Auto BW Attributes | 3 | C,M,D | ASR9K | 6.5.1
MPLS-TE | Unidirectional Tunnel - Auto BW Attributes | 3 | C,M,D | NCS5500 | 6.5.1
MPLS-TE | Unidirectional Tunnel - Auto BW Attributes | 3 | C,M,D | NCS-55A2-MOD-S | 6.5.1
MPLS-TE | Unidirectional Tunnel - Auto BW Attributes | 3 | C,M,D | NCS-55A2-MOD-HD-S | 6.5.1
MPLS-TE | Unidirectional Tunnel - Auto BW Attributes | 3 | C,M,D | NCS42XX | 16.9.1
MPLS-TE | Unidirectional Tunnel - Auto BW Attributes | 3 | C,M,D | ASR9XX | 16.10.1
MPLS-TE | Unidirectional Tunnel - Auto BW Attributes | 3 | C,M,D | NCS-55A1-36H-SE-S | 6.5.3
MPLS-TE | Unidirectional Tunnel - Auto BW Attributes | 3 | C,M,D | NCS4K | 6.5.2
MPLS-TE | Unidirectional Tunnel - Auto BW Attributes | 3 | C,M,D | NCS42XX | 16.10.1 LA
MPLS-TE | Unidirectional Tunnel - Auto BW Attributes | 3 | C,M,D | ASR9K | 6.4.1
MPLS-TE | Unidirectional Tunnel - Auto BW Attributes | 3 | C,M,D | NCS55XX | 6.5.2
MPLS-TE | Unidirectional Tunnel - Auto BW Attributes | 3 | C,M,D | NCS4K-Multichasis | 6.5.2
MPLS-TE | Unidirectional Tunnel - Auto BW Attributes | 3 | C,M,D | NCS540 | 6.6.1
MPLS-TE | Unidirectional Tunnel - Auto BW Attributes | 3 | C,M,D | NCS5500 | 6.6.1
MPLS-TE | Unidirectional Tunnel - Auto BW Attributes | 3.1 | C,M,D | NCS42XX | 16.12.1
MPLS-TE | Unidirectional Tunnel - Auto BW Attributes | 3.1 | C,M,D | ASR9XX | 16.12.1
MPLS-TE | Layer 3 Link - OSPF | 2 | C,M,D | NCS4206 | 3.18/15.6(2)S
MPLS-TE | Layer 3 Link - OSPF | 2 | C,M,D | NCS4216 | 3.18/15.6(2)S
MPLS-TE | Layer 3 Link - OSPF | 2.1 | C,M,D | ASR907 | 3.18SP/15.6(2)SP
MPLS-TE | Layer 3 Link - OSPF | 2 | C,M,D | NCS4009/NCS4016 | 6.1.12
MPLS-TE | Layer 3 Link - OSPF | 2.1 | C,M,D | ASR9001 | 5.3.1
MPLS-TE | Layer 3 Link - OSPF | 2.1.1 | C,M,D | NCS4216 F2B | 16.5.1, 16.6.1v1
MPLS-TE | Layer 3 Link - OSPF | 2.1.2 | C,M,D | NCS4216 | 16.06.01, 16.06.01vs
MPLS-TE | Layer 3 Link - OSPF | 2.1.2 | C,M,D | NCS4206 | 16.06.01, 16.06.01vs
MPLS-TE | Layer 3 Link - OSPF | 2.1.2 | C,M,D | NCS4009/NCS4016 | 6.1.22.29I
MPLS-TE | Layer 3 Link - OSPF | 2.2 | C,M,D | NCS 4201 | 16.06.03vS
MPLS-TE | Layer 3 Link - OSPF | 2.2 | C,M,D | NCS 4202 | 16.06.03vS
MPLS-TE | Layer 3 Link - OSPF | 2.2.1 | C,M,D | NCS-540 | 6.3.2
MPLS-TE | Layer 3 Link - QoS - OSPF | 2.0.1 | C,M,D | NCS4206 | 3.18/15.6(2)S
MPLS-TE | Layer 3 Link - HQoS - OSPF | 2.0.1 | C,M,D | NCS4206 | 3.18/15.6(2)S
MPLS-TE | Layer 3 Link - QoS - OSPF | 2.0.1 | C,M,D | NCS4216 | 3.18/15.6(2)S
MPLS-TE | Layer 3 Link - HQoS - OSPF | 2.0.1 | C,M,D | NCS4216 | 3.18/15.6(2)S
MPLS-TE | Layer 3 Link - QoS - OSPF | 2.1 | C,M,D | ASR907 | 3.18SP/15.6(2)SP
MPLS-TE | Layer 3 Link - QoS - OSPF | 2.0.1 | C,M,D | NCS4009/NCS4016 | 6.1.22.23I
MPLS-TE | Layer 3 Link - HQoS - OSPF | 2.0.1 | C,M,D | NCS4009/NCS4016 | 6.1.22.23I
MPLS-TE | Layer 3 Link - QoS - OSPF | 2.1 | C,M,D | ASR9001 | 5.3.1
MPLS-TE | Layer 3 Link - QoS - OSPF | 2.1.1 | C,M,D | NCS4216 F2B | 16.5.1, 16.6.1v1
MPLS-TE | Layer 3 Link - QoS - OSPF | 2.1.2 | C,M,D | NCS4216 | 16.06.01, 16.06.01vs
MPLS-TE | Layer 3 Link - QoS - OSPF | 2.1.2 | C,M,D | NCS4206 | 16.06.01, 16.06.01vs
MPLS-TE | Layer 3 Link - QoS - OSPF | 2.1.2 | C,M,D | NCS4009/NCS4016 | 6.1.22.29I
MPLS-TE | Layer 3 Link - QoS - OSPF | 2.2 | C,M,D | NCS 4201 | 16.06.03vS
MPLS-TE | Layer 3 Link - HQoS - OSPF | 2.2 | C,M,D | NCS 4201 | 16.06.03vS
MPLS-TE | Layer 3 Link - QoS - OSPF | 2.2 | C,M,D | NCS 4202 | 16.06.03vS
MPLS-TE | Layer 3 Link - HQoS - OSPF | 2.2 | C,M,D | NCS 4202 | 16.06.03vS
MPLS-TE | Layer 3 Link - QoS - OSPF | 2.2.1 | C,M,D | NCS-540 | 6.3.2
MPLS-TE | Layer 3 Link - HQoS - OSPF | 2.2.1 | C,M,D | NCS-540 | 6.3.2
MPLS-TE | Layer 3 Link - HQoS - OSPF | 3 | C,M,D | ASR-920-20SZ-M | 16.9.1a
MPLS-TE | Layer 3 Link - HQoS - OSPF | 3 | C,M,D | ASR9K | 6.5.1
MPLS-TE | Layer 3 Link - HQoS - OSPF | 3 | C,M,D | NCS5500 | 6.5.1
MPLS-TE | Layer 3 Link - HQoS - OSPF | 3 | C,M,D | NCS-55A2-MOD-S | 6.5.1
MPLS-TE | Layer 3 Link - HQoS - OSPF | 3 | C,M,D | NCS-55A2-MOD-HD-S | 6.5.1
MPLS-TE | Layer 3 Link - HQoS - OSPF | 3 | C,M,D | NCS42XX | 16.9.1
MPLS-TE | Layer 3 Link - HQoS - OSPF | 3 | C,M,D | ASR9XX | 16.10.1
MPLS-TE | Layer 3 Link - HQoS - OSPF | 3 | C,M,D | NCS-55A1-36H-SE-S | 6.5.3
MPLS-TE | Layer 3 Link - HQoS - OSPF | 3 | C,M,D | NCS4K | 6.5.2
MPLS-TE | Layer 3 Link - HQoS - OSPF | 3 | C,M,D | NCS42XX | 16.10.1 LA
MPLS-TE | Layer 3 Link - HQoS - OSPF | 3 | C,M,D | ASR9K | 6.4.1
MPLS-TE | Layer 3 Link - HQoS - OSPF | 3 | C,M,D | NCS55XX | 6.5.2
MPLS-TE | Layer 3 Link - HQoS - OSPF | 3 | C,M,D | NCS4K-Multichasis | 6.5.2
MPLS-TE | Layer 3 Link - HQoS - OSPF | 3 | C,M,D | NCS540 | 6.6.1
MPLS-TE | Layer 3 Link - HQoS - OSPF | 3 | C,M,D | NCS5500 | 6.6.1
MPLS-TE | Layer 3 Link - HQoS - OSPF | 3 | C,M,D | ASR9901 | 6.6.1
MPLS-TE | Layer 3 Link - HQoS - OSPF | 3.1 | C,M,D | NCS42XX | 16.12.1
MPLS-TE | Layer 3 Link - HQoS - OSPF | 3.1 | C,M,D | ASR9XX | 16.12.1
MPLS-TE | Layer 3 Link - ISIS | 2.1 | C,M,D | NCS4206 | 3.18SP/15.6(2)SP
MPLS-TE | Layer 3 Link - ISIS | 2.1 | C,M,D | NCS4216 | 3.18SP/15.6(2)SP
MPLS-TE | Layer 3 Link - ISIS | 2.1 | C,M,D | ASR907 | 3.18SP/15.6(2)SP
MPLS-TE | Layer 3 Link - ISIS | 2.1 | C,M,D | NCS4009/NCS4016 | 6.1.22.23I
MPLS-TE | Layer 3 Link - ISIS | 2.1 | C,M,D | ASR9001 | 5.3.1
MPLS-TE | Layer 3 Link - ISIS | 2.1 | C,M,D | ASR9006 | 6.2.2
MPLS-TE | Layer 3 Link - ISIS | 2.1 | C,M,D | ASR9010 | 6.1.3
MPLS-TE | Layer 3 Link - ISIS | 2.1 | C,M,D | ASR9910 | 6.2.2
MPLS-TE | Layer 3 Link - ISIS | 2.1 | C,M,D | ASR9912 | 6.2.3
MPLS-TE | Layer 3 Link - ISIS | 2.1 | C,M,D | ASR9922 | 6.1.4
MPLS-TE | Layer 3 Link - ISIS | 2.1.1 | C,M,D | NCS4216 F2B | 16.5.1, 16.6.1v1
MPLS-TE | Layer 3 Link - ISIS | 2.1.2 | C,M,D | NCS4216 | 16.06.01, 16.06.01vs
MPLS-TE | Layer 3 Link - ISIS | 2.1.2 | C,M,D | NCS4206 | 16.06.01, 16.06.01vs
MPLS-TE | Layer 3 Link - ISIS | 2.1.2 | C,M,D | NCS4009/NCS4016 | 6.1.22.29I
MPLS-TE | Layer 3 Link - ISIS | 2.2 | C,M,D | NCS 4201 | 16.06.03vS
MPLS-TE | Layer 3 Link - ISIS | 2.2 | C,M,D | NCS 4202 | 16.06.03vS
MPLS-TE | Layer 3 Link - ISIS | 2.2.1 | C,M,D | NCS-540 | 6.3.2
MPLS-TE | Layer 3 Link - QoS - ISIS | 2.1 | C,M,D | NCS4206 | 3.18SP/15.6(2)SP
MPLS-TE | Layer 3 Link - HQoS - ISIS | 2.1 | C,M,D | NCS4206 | 3.18SP/15.6(2)SP
MPLS-TE | Layer 3 Link - QoS - ISIS | 2.1 | C,M,D | NCS4216 | 3.18SP/15.6(2)SP
MPLS-TE | Layer 3 Link - HQoS - ISIS | 2.1 | C,M,D | NCS4216 | 3.18SP/15.6(2)SP
MPLS-TE | Layer 3 Link - QoS - ISIS | 2.1 | C,M,D | ASR907 | 3.18SP/15.6(2)SP
MPLS-TE | Layer 3 Link - QoS - ISIS | 2.1 | C,M,D | NCS4009/NCS4016 | 6.1.22.23I
MPLS-TE | Layer 3 Link - HQoS - ISIS | 2.1 | C,M,D | NCS4009/NCS4016 | 6.1.22.23I
MPLS-TE | Layer 3 Link - QoS - ISIS | 2.1 | C,M,D | ASR9001 | 5.3.1
MPLS-TE | Layer 3 Link - QoS - ISIS | 2.1 | C,M,D | ASR9006 | 6.2.2
MPLS-TE | Layer 3 Link - QoS - ISIS | 2.1 | C,M,D | ASR9010 | 6.1.3
MPLS-TE | Layer 3 Link - QoS - ISIS | 2.1 | C,M,D | ASR9910 | 6.2.2
MPLS-TE | Layer 3 Link - QoS - ISIS | 2.1 | C,M,D | ASR9912 | 6.2.3
MPLS-TE | Layer 3 Link - QoS - ISIS | 2.1 | C,M,D | ASR9922 | 6.1.4
MPLS-TE | Layer 3 Link - QoS - ISIS | 2.1.1 | C,M,D | NCS4216 F2B | 16.5.1, 16.6.1v1
MPLS-TE | Layer 3 Link - QoS - ISIS | 2.1.2 | C,M,D | NCS4216 | 16.06.01, 16.06.01vs
MPLS-TE | Layer 3 Link - QoS - ISIS | 2.1.2 | C,M,D | NCS4206 | 16.06.01, 16.06.01vs
MPLS-TE | Layer 3 Link - QoS - ISIS | 2.1.2 | C,M,D | NCS4009/NCS4016 | 6.1.22.29I
MPLS-TE | Layer 3 Link - QoS - ISIS | 2.2 | C,M,D | NCS 4201 | 16.06.03vS
MPLS-TE | Layer 3 Link - HQoS - ISIS | 2.2 | C,M,D | NCS 4201 | 16.06.03vS
MPLS-TE | Layer 3 Link - QoS - ISIS | 2.2 | C,M,D | NCS 4202 | 16.06.03vS
MPLS-TE | Layer 3 Link - HQoS - ISIS | 2.2 | C,M,D | NCS 4202 | 16.06.03vS
MPLS-TE | Layer 3 Link - QoS - ISIS | 2.2.1 | C,M,D | NCS-540 | 6.3.2
MPLS-TE | Layer 3 Link - HQoS - ISIS | 2.2.1 | C,M,D | NCS-540 | 6.3.2
MPLS-TE | Layer 3 Link - HQoS - ISIS | 2.2.1 | C,M,D | NCS-540 | 6.3.2
MPLS-TE | Layer 3 Link - HQoS - ISIS | 3 | C,M,D | ASR-920-20SZ-M | 16.9.1a
MPLS-TE | Layer 3 Link - HQoS - ISIS | 3 | C,M,D | ASR9K | 6.5.1
MPLS-TE | Layer 3 Link - HQoS - ISIS | 3 | C,M,D | NCS5500 | 6.5.1
MPLS-TE | Layer 3 Link - HQoS - ISIS | 3 | C,M,D | NCS-55A2-MOD-S | 6.5.1
MPLS-TE | Layer 3 Link - HQoS - ISIS | 3 | C,M,D | NCS-55A2-MOD-HD-S | 6.5.1
MPLS-TE | Layer 3 Link - HQoS - ISIS | 3 | C,M,D | NCS42XX | 16.9.1
MPLS-TE | Layer 3 Link - HQoS - ISIS | 3 | C,M,D | ASR9XX | 16.10.1
MPLS-TE | Layer 3 Link - HQoS - ISIS | 3 | C,M,D | NCS-55A1-36H-SE-S | 6.5.3
MPLS-TE | Layer 3 Link - HQoS - ISIS | 3 | C,M,D | NCS4K | 6.5.2
MPLS-TE | Layer 3 Link - HQoS - ISIS | 3 | C,M,D | NCS42XX | 16.10.1 LA
MPLS-TE | Layer 3 Link - HQoS - ISIS | 3 | C,M,D | ASR9K | 6.4.1
MPLS-TE | Layer 3 Link - HQoS - ISIS | 3 | C,M,D | NCS55XX | 6.5.2
MPLS-TE | Layer 3 Link - HQoS - ISIS | 3 | C,M,D | NCS4K-Multichasis | 6.5.2
MPLS-TE | Layer 3 Link - HQoS - ISIS | 3 | C,M,D | NCS540 | 6.6.1
MPLS-TE | Layer 3 Link - HQoS - ISIS | 3 | C,M,D | NCS5500 | 6.6.1
MPLS-TE | Layer 3 Link - HQoS - ISIS | 3 | C,M,D | ASR9901 | 6.6.1
MPLS-TE | Layer 3 Link - HQoS - ISIS | 3.1 | C,M,D | NCS42XX | 16.12.1
MPLS-TE | Layer 3 Link - HQoS - ISIS | 3.1 | C,M,D | ASR9XX | 16.12.1
MPLS-TE | Layer 3 Link - BGP | 2.1 | C,M,D | NCS4206 | 3.18SP/15.6(2)SP
MPLS-TE | Layer 3 Link - BGP | 2.1 | C,M,D | NCS4216 | 3.18SP/15.6(2)SP
MPLS-TE | Layer 3 Link - BGP | 2.1 | C,M,D | ASR9001 | 5.3.1
MPLS-TE | Layer 3 Link - BGP | 2.1 | C,M,D | ASR9006 | 6.2.2
MPLS-TE | Layer 3 Link - BGP | 2.1 | C,M,D | ASR9010 | 6.1.3
MPLS-TE | Layer 3 Link - BGP | 2.1 | C,M,D | ASR9910 | 6.2.2
MPLS-TE | Layer 3 Link - BGP | 2.1 | C,M,D | ASR9912 | 6.2.3
MPLS-TE | Layer 3 Link - BGP | 2.1 | C,M,D | ASR9922 | 6.1.4
MPLS-TE | Layer 3 Link - BGP | 2.1 | C,M,D | ASR907 | 3.18SP/15.6(2)SP
MPLS-TE | Layer 3 Link - BGP | 2.1 | C,M,D | NCS4009/NCS4016 | 6.1.22.23I
MPLS-TE | Layer 3 Link - BGP | 2.1.1 | C,M,D | NCS4216 F2B | 16.5.1, 16.6.1v1
MPLS-TE | Layer 3 Link - BGP | 2.1.2 | C,M,D | NCS4216 | 16.06.01, 16.06.01vs
MPLS-TE | Layer 3 Link - BGP | 2.1.2 | C,M,D | NCS4206 | 16.06.01, 16.06.01vs
MPLS-TE | Layer 3 Link - BGP | 2.1.2 | C,M,D | NCS4009/NCS4016 | 6.1.22.29I
MPLS-TE | Layer 3 Link - BGP | 2.2 | C,M,D | NCS 4201 | 16.06.03vS
MPLS-TE | Layer 3 Link - BGP | 2.2 | C,M,D | NCS 4202 | 16.06.03vS
MPLS-TE | Layer 3 Link - BGP | 2.2.1 | C,M,D | NCS-540 | 6.3.2
MPLS-TE | Layer 3 Link - QoS - BGP | 2.1 | C,M,D | NCS4206 | 3.18SP/15.6(2)SP
MPLS-TE | Layer 3 Link - HQoS - BGP | 2.1 | C,M,D | NCS4206 | 3.18SP/15.6(2)SP
MPLS-TE | Layer 3 Link - QoS - BGP | 2.1 | C,M,D | NCS4216 | 3.18SP/15.6(2)SP
MPLS-TE | Layer 3 Link - HQoS - BGP | 2.1 | C,M,D | NCS4216 | 3.18SP/15.6(2)SP
MPLS-TE | Layer 3 Link - QoS - BGP | 2.1 | C,M,D | ASR907 | 3.18SP/15.6(2)SP
MPLS-TE | Layer 3 Link - QoS - BGP | 2.1 | C,M,D | ASR9001 | 5.3.1
MPLS-TE | Layer 3 Link - QoS - BGP | 2.1 | C,M,D | ASR9006 | 6.2.2
MPLS-TE | Layer 3 Link - QoS - BGP | 2.1 | C,M,D | ASR9010 | 6.1.3
MPLS-TE | Layer 3 Link - QoS - BGP | 2.1 | C,M,D | ASR9910 | 6.2.2
MPLS-TE | Layer 3 Link - QoS - BGP | 2.1 | C,M,D | ASR9912 | 6.2.3
MPLS-TE | Layer 3 Link - QoS - BGP | 2.1 | C,M,D | ASR9922 | 6.1.4
MPLS-TE | Layer 3 Link - QoS - BGP | 2.1 | C,M,D | NCS4009/NCS4016 | 6.1.22.23I
MPLS-TE | Layer 3 Link - HQoS - BGP | 2.1 | C,M,D | NCS4009/NCS4016 | 6.1.22.23I
MPLS-TE | Layer 3 Link - QoS - BGP | 2.1.1 | C,M,D | NCS4216 F2B | 16.5.1, 16.6.1v1
MPLS-TE | Layer 3 Link - QoS - BGP | 2.1.2 | C,M,D | NCS4216 | 16.06.01, 16.06.01vs
MPLS-TE | Layer 3 Link - QoS - BGP | 2.1.2 | C,M,D | NCS4206 | 16.06.01, 16.06.01vs
MPLS-TE | Layer 3 Link - QoS - BGP | 2.1.2 | C,M,D | NCS4009/NCS4016 | 6.1.22.29I
MPLS-TE | Layer 3 Link - QoS - BGP | 2.2 | C,M,D | NCS 4201 | 16.06.03vS
MPLS-TE | Layer 3 Link - HQoS - BGP | 2.2 | C,M,D | NCS 4201 | 16.06.03vS
MPLS-TE | Layer 3 Link - QoS - BGP | 2.2 | C,M,D | NCS 4202 | 16.06.03vS
MPLS-TE | Layer 3 Link - HQoS - BGP | 2.2 | C,M,D | NCS 4202 | 16.06.03vS
MPLS-TE | Layer 3 Link - QoS - BGP | 2.2.1 | C,M,D | NCS-540 | 6.3.2
MPLS-TE | Layer 3 Link - HQoS - BGP | 2.2.1 | C,M,D | NCS-540 | 6.3.2
MPLS-TE | Layer 3 Link - HQoS - BGP | 3 | C,M,D | ASR-920-20SZ-M | 16.9.1a
MPLS-TE | Layer 3 Link - HQoS - BGP | 3 | C,M,D | ASR9K | 6.5.1
MPLS-TE | Layer 3 Link - HQoS - BGP | 3 | C,M,D | NCS5500 | 6.5.1
MPLS-TE | Layer 3 Link - HQoS - BGP | 3 | C,M,D | NCS-55A2-MOD-S | 6.5.1
MPLS-TE | Layer 3 Link - HQoS - BGP | 3 | C,M,D | NCS-55A2-MOD-HD-S | 6.5.1
MPLS-TE | Layer 3 Link - HQoS - BGP | 3 | C,M,D | NCS42XX | 16.9.1
MPLS-TE | Layer 3 Link - HQoS - BGP | 3 | C,M,D | ASR9XX | 16.10.1 | These services are only discovered by Cisco EPN Manager.
MPLS-TE | Layer 3 Link - HQoS - BGP | 3 | C,M,D | NCS-55A1-36H-SE-S | 6.5.3 | These services are only discovered by Cisco EPN Manager.
MPLS-TE | Layer 3 Link - HQoS - BGP | 3 | C,M,D | NCS4K | 6.5.2 | These services are only discovered by Cisco EPN Manager.
MPLS-TE | Layer 3 Link - HQoS - BGP | 3 | C,M,D | NCS42XX | 16.10.1 LA
MPLS-TE | Layer 3 Link - HQoS - BGP | 3 | C,M,D | ASR9K | 6.4.1
MPLS-TE | Layer 3 Link - HQoS - BGP | 3 | C,M,D | NCS55XX | 6.5.2
MPLS-TE | Layer 3 Link - HQoS - BGP | 3 | C,M,D | NCS4K-Multichasis | 6.5.2
MPLS-TE | Layer 3 Link - HQoS - BGP | 3 | C,M,D | NCS540 | 6.6.1
MPLS-TE | Layer 3 Link - HQoS - BGP | 3 | C,M,D | NCS5500 | 6.6.1
MPLS-TE | Layer 3 Link - HQoS - BGP | 3.1 | C,M,D | NCS42XX | 16.12.1
MPLS-TE | Layer 3 Link - HQoS - BGP | 3.1 | C,M,D | ASR9XX | 16.12.1
MPLS-TE | Layer 3 Link - HQoS - BGP | 3 | C,M,D | ASR9901 | 6.6.1
SR TE | Segment Routing TE Policy | 3.1 | C,M,D | ASR9901 | 7.0.1
SR TE | Segment Routing TE Policy | 3.1 | C,M,D | NCS540 | 7.0.1
SR TE | Segment Routing TE Policy | 3.1 | C,M,D | NCS5500 | 7.0.1
MPLS-TE | Support for 6.6.1 on NCS55xx | 3.0.1 | C,M,D | NCS5508 | 6.6.1
MPLS-TE | Support for 6.6.1 on NCS55xx | 3.0.1 | C,M,D | NCS5504 | 6.6.1
MPLS-TE | Support for 6.6.1 on NCS55xx | 3.0.1 | C,M,D | NCS5501 | 6.6.1
MPLS-TE | Support for 6.6.1 on NCS55xx | 3.0.1 | C,M,D | NCS5501-SE | 6.6.1
MPLS-TE | Support for 6.6.1 on NCS55xx | 3.0.1 | C,M,D | NCS5502 | 6.6.1
MPLS-TE | Support for 6.6.1 on NCS55xx | 3.0.1 | C,M,D | NCS5502-SE | 6.6.1
MPLS-TE | Support for 6.6.1 on NCS55xx | 3.0.1 | C,M,D | NCS5516 | 6.6.1
MPLS-TE | Support for 6.6.1 on NCS55xx | 3.0.1 | C,M,D | NCS55A2-MOD-S | 6.6.1
MPLS-TE | Support for 6.6.1 on NCS55xx | 3.0.1 | C,M,D | NCS55A2-MOD-HD-S | 6.6.1
MPLS-TE | Support for 6.3.3 on ASR9xxx | 3.0.1 | C,M,D | ASR9010 | 6.3.3
MPLS-TE | Support for 6.6.1 on ASR99xx | 3.0.1 | C,M,D | ASR9901 | 6.6.1
MPLS-TE | Support for 6.3.3 on ASR99xx | 3.0.1 | C,M,D | ASR9904 | 6.3.3
MPLS-TE | Support for 6.3.3 on ASR99xx | 3.0.1 | C,M,D | ASR9906 | 6.3.3
MPLS-TE | Support for 6.3.3 on ASR9xxx | 3.0.1 | C,M,D | ASR9006 | 6.3.3
MPLS-TE | Support for 6.3.3 on ASR9xxx | 3.0.1 | C,M,D | ASR9001 | 6.3.3
MPLS-TE | Support for 6.3.3 on ASR99xx | 3.0.1 | C,M,D | ASR9910 | 6.3.3
MPLS-TE | Support for 6.3.3 on ASR99xx | 3.0.1 | C,M,D | ASR9912 | 6.3.3
MPLS-TE | Support for 6.3.3 on ASR99xx | 3.0.1 | C,M,D | ASR9922 | 6.3.3
MPLS-TE | Support for 6.6.1 on NCS55xx | 3.0.1 | C,M,D | NCS5508 | 6.6.1
MPLS-TE | Support for 6.6.1 on NCS55xx | 3.0.1 | C,M,D | NCS5504 | 6.6.1
MPLS-TE | Support for 6.6.1 on NCS55xx | 3.0.1 | C,M,D | NCS5501 | 6.6.1
MPLS-TE | Support for 6.6.1 on NCS55xx | 3.0.1 | C,M,D | NCS5501-SE | 6.6.1
MPLS-TE | Support for 6.6.1 on NCS55xx | 3.0.1 | C,M,D | NCS5502 | 6.6.1
MPLS-TE | Support for 6.6.1 on NCS55xx | 3.0.1 | C,M,D | NCS5502-SE | 6.6.1
MPLS-TE | Support for 6.6.1 on NCS55xx | 3.0.1 | C,M,D | NCS5516 | 6.6.1
MPLS-TE | Support for 6.6.1 on NCS55xx | 3.0.1 | C,M,D | NCS55A2-MOD-S | 6.6.1
MPLS-TE | Support for 6.6.1 on NCS55xx | 3.0.1 | C,M,D | NCS55A2-MOD-HD-S | 6.6.1
MPLS-TE | Support for 6.3.3 on ASR9xxx | 3.0.1 | C,M,D | ASR9010 | 6.3.3
MPLS-TE | Support for 6.6.1 on ASR99xx | 3.0.1 | C,M,D | ASR9901 | 6.6.1
MPLS-TE | Support for 6.3.3 on ASR99xx | 3.0.1 | C,M,D | ASR9904 | 6.3.3
MPLS-TE | Support for 6.3.3 on ASR99xx | 3.0.1 | C,M,D | ASR9906 | 6.3.3
MPLS-TE | Support for 6.3.3 on ASR9xxx | 3.0.1 | C,M,D | ASR9006 | 6.3.3
MPLS-TE | Support for 6.3.3 on ASR9xxx | 3.0.1 | C,M,D | ASR9001 | 6.3.3
MPLS-TE | Support for 6.3.3 on ASR99xx | 3.0.1 | C,M,D | ASR9910 | 6.3.3
MPLS-TE | Support for 6.3.3 on ASR99xx | 3.0.1 | C,M,D | ASR9912 | 6.3.3
MPLS-TE | Support for 6.3.3 on ASR99xx | 3.0.1 | C,M,D | ASR9922 | 6.3.3
MPLS-TE | Support for 6.5.26 on NCS4xxx | 3.0.2 | C,M,D | NCS4016 | 6.5.26
MPLS-TE | Support for 6.5.26 on NCS4xxx | 3.0.2 | C,M,D | NCS4009 | 6.5.26
MPLS-TE | Support for 16.11.1a on NCS42xx | 3.0.2 | C,M,D | NCS4201 | 16.11.1a
MPLS-TE | Support for 16.11.1a on NCS42xx | 3.0.2 | C,M,D | NCS4202 | 16.11.1a
MPLS-TE | Support for 16.11.1a on NCS42xx | 3.0.2 | C,M,D | NCS4206 | 16.11.1a
MPLS-TE | Support for 16.11.1a on NCS42xx | 3.0.2 | C,M,D | NCS4216 | 16.11.1a
MPLS-TE | Support for 16.11.1a on NCS42xx | 3.0.2 | C,M,D | NCS4216-F2B | 16.11.1a
MPLS-TE | Support for 6.3.3 on NCS55xx | 3.0.1 | C,M,D | NCS5501 | 6.3.3
MPLS-TE | Support for 6.3.3 on NCS55xx | 3.0.1 | C,M,D | NCS5501-SE | 6.3.3
MPLS-TE | Support for 6.3.3 on NCS55xx | 3.0.1 | C,M,D | NCS5502 | 6.3.3
MPLS-TE | Support for 6.3.3 on NCS55xx | 3.0.1 | C,M,D | NCS5502-SE | 6.3.3
MPLS-TE | Support for 6.3.3 on NCS55xx | 3.0.1 | C,M,D | NCS5508 | 6.3.3
MPLS-TE | Support for 6.3.3 on NCS55xx | 3.0.1 | C,M,D | NCS5516 | 6.3.3
MPLS-TE | Support for 6.6.25 on NCS540 | 3.0.2 | C,M,D | NCS540-ACC-SYS | 6.6.25
MPLS-TE | Support for 6.6.25 on NCS540X | 3.0.2 | C,M,D | NCS540X-ACC-SYS | 6.6.25
MPLS-TE | Support for 6.6.25 on NCS560 | 3.0.2 | C,M,D | NCS560 | 6.6.25
MPLS-TE | Support for 6.6.25 on NCS560 Enhanced | 3.0.2 | C,M,D | NCS560-Enhanced | 6.6.25
MPLS-TE | Support for 6.6.25 on NCS560-4 Enhanced | 3.0.2 | C,M,D | NCS560-4 Enhanced | 6.6.25
MPLS-TE | Support for 6.6.25 on NCS560-4 | 3.0.2 | C,M,D | NCS560-4 | 6.6.25
MPLS-TE | Support for 16.11.1a on ASR902 | 3.0.2 | C,M,D | ASR902 | 16.11.1a
MPLS-TE | Support for 16.11.1a on ASR903 | 3.0.2 | C,M,D | ASR903 | 16.11.1a
MPLS-TE | Support for 16.11.1a on ASR907 | 3.0.2 | C,M,D | ASR907 | 16.11.1a
MPLS-TE | Support for XRv 9000 XR 7.0.1 (parity with 3.1 supported ASR9k version) | 3.1.1 | C,M,D | XRV 9000 | 7.0.1
MPLS-TE | EPN-M support on ASR-920-8S4Z-PD with IOS-XE 16.9.4 | 3.1.1 | C,M,D | ASR-920-8S4Z-PD | 16.9.4
MPLS-TE | EPNM Support for NCS-55A1-48Q6H & IOS-XR 7.0.1 | 3.1.1 | C,M,D | NCS5500 | 7.0.1
MPLS-TE | EPNM Support for NCS-55A1-36H-S XR 7.0.1 | 3.1.1 | C,M,D | NCS-55A1-36H-S | 7.0.1
MPLS-TE | EPNM Support for NCS-55A1-48Q6H & IOS-XR 7.0.1 | 3.1.1 | C,M,D | NCS-55A1-48Q6H | 7.0.1
MPLS-TE | EPNM support NCS-55A1-24Q6H-S: XR 7.0.1 | 3.1.1 | C,M,D | NCS-55A1-24Q6H-S | 7.0.1
MPLS-TE | EPNM Support for NCS55A2-MOD-SE-S & IOS-XR 7.0.1 | 3.1.1 | C,M,D | NCS55A2-MOD-SE-S | 7.0.1
MPLS-TE | EPN-M support on Cisco ASR-920-12SZ-A with IOS-XE 16.9.3 | 3.1.2 | C,M,D | Cisco ASR-920-12SZ-A | 16.9.3
MPLS-TE | EPN-M support on Cisco ASR-920-12SZ-D with IOS-XE 16.9.3 | 3.1.2 | C,M,D | Cisco ASR-920-12SZ-A | 16.9.3
MPLS-TE | EPN-M support on Cisco NCS 55A1-24H with 6.6.25 | 3.1.2 | C,M,D | Cisco NCS 55A1-24H | 6.6.25
Optical | OCHCC WSON | 1.1 | C,M,D | NCS2K, ONS | 10.5.24, 10.6.1, 10.6.2, 10.7, 10.8, 10.9, 11.0, 11.1
Optical | OCH-Trail WSON | 1.1 | C,M,D | NCS2K, ONS | 10.5.24, 10.6.1, 10.6.2, 10.7, 10.8, 10.9, 11.0, 11.1
Optical | OCH-NC WSON | 1.1 | C,M,D | NCS2K, ONS | 10.5.24, 10.6.1, 10.6.2, 10.7, 10.8, 10.9, 11.0, 11.1
Optical | OCHNC (non-WSON) | 2.0 |  | NCS2K, ONS | 10.5.24, 10.6.1, 10.6.2, 10.7, 10.8, 10.9, 11.0, 11.1 | These services are only discovered by Cisco EPN Manager.
Optical | OCH-Trail (non-WSON) | 2.0 |  | NCS2K, ONS | 10.5.24, 10.6.1, 10.6.2, 10.7, 10.8, 10.9, 11.0, 11.1 | These services are only discovered by Cisco EPN Manager.
Optical | OCH-Trail | 2.1 |  | NCS1002, NCS2K | • 10.6.1 or 10.6.2 (2K) + 6.2.1 (NCS 1002) • 10.7 or 10.8 (2K) + 6.3.1 or 6.3.2 (NCS 1002) | These services are only discovered by Cisco EPN Manager.
Optical | OCH-Trail | 3.1 | C,M,D | NCS 1004 | 7.0.1 | OCH-Trail connecting directly the trunk ports of NCS 1004
Optical | OCH-Trail | 3.1 |  | NCS 1004, NCS 2K | 7.0.1 (1004), 11.1 (2K) | These services are only discovered by Cisco EPN Manager.
Optical | OCH-Trail UNI | 1.2 | C,M,D | NCS2K, NCS4K | 10.6.1 (2K), 6.1.12 or 6.1.22 (4K)
10.6.2 or 10.7 or 10.8 or 10.9 or 11.0 or 11.1 (2K) with 6.1.32 or 6.1.36 or 6.1.42 or 6.5.26 (4K)
Optical | OCH-Trail UNI | 2.2 | C,M,D | NCS2K, NCS 1002 | 10.8 or 10.9 or 11.0 (2K) with 6.3.2 or 6.5.1 or 6.5.2 (NCS 1002)
Optical | ODU UNI | 1.2 | C,M,D | NCS4K | 6.1.12, 6.1.22, 6.1.32, 6.1.36, 6.1.42, 6.5.26
Optical | ODU UNI Hairpin | 1.2 | C,D | NCS4K | 6.1.32, 6.1.36, 6.1.42, 6.5.26
Optical | ODU Tunnel | 1.2 | C,M,D | NCS4K | 6.1.12, 6.1.22, 6.1.32, 6.1.36, 6.1.42, 6.5.26
Optical | OPU over ODU | 2.0.2 | C,M,D | NCS2K, NCS 4K | 10.6.1 (2K), 6.1.12 or 6.1.22 (4K)
10.6.2 or 10.7 or 10.8 or 10.9 or 11.0 or 11.1 (2K) with 6.1.32 or 6.1.36 or 6.1.42 or 6.5.26 (4K)
Optical | Media Channel Group | 2.1.3 | C,M,D | NCS2K | 10.7 SSON, 10.8 SSON, 10.9 SSON, 11.0, 11.1 SSON
Optical | Media Channel NC | 2.1.3 | C,M,D | NCS2K | 10.7 SSON, 10.8 SSON, 10.9 SSON, 11.0, 11.1 SSON | These services do not support Multilayer Trace.
Optical | Media Channel Trail | 2.1.3 | C,M,D | NCS2K | 10.7 SSON, 10.8 SSON, 10.9 SSON, 11.0, 11.1 SSON | These services do not support Multilayer Trace.
Optical | Media Channel CC | 2.1.3 | C,M,D | NCS2K | 10.7 SSON, 10.8 SSON, 10.9 SSON, 11.0, 11.1 SSON
Optical | Carrier NC SSON | 2.1.3 |  | NCS2K | 10.7 SSON, 10.8 SSON, 10.9 SSON, 11.0, 11.1 SSON | These services are only discovered by Cisco EPN Manager.
Optical | Carrier Trail SSON | 2.1.3 |  | NCS2K | 10.7 SSON, 10.8 SSON, 10.9 SSON, 11.0, 11.1 SSON | These services are only discovered by Cisco EPN Manager.
Optical | ODU | 2.1.3 | C,M,D | NCS2K | 10.8, 10.9, 11.0, 11.1
Serial | RS232 | 2.1.1 | C | ASR903, ASR 902 | 16.6.1
Serial | RS232 | 2.1.2,2.1.3 | C,M,D | ASR902U, ASR903U, ASR903, ASR 902, ASR920 (16.7.1), ASR920U (16.7.1) | 16.6.1, 16.7.1
Serial | RS485 | 2.1.2, 2.1.3 | C,M,D | ASR902U, ASR903U, ASR903, ASR 902, ASR920 (16.7.1), ASR920U (16.7.1) | 16.6.1, 16.7.1
Serial | RawSocket | 2.1.3 | C,M,D | ASR902U, ASR903U, ASR903, ASR 902, ASR920, ASR920U | 16.7.1
Serial | E&M | 2.1.3 | C,M,D | ASR902U, ASR903U, ASR903, ASR 902, ASR920, ASR920U | 16.7.1
Serial | C 37.94 | 2.1.3 | C,M,D | ASR902U, ASR903U, ASR903, ASR 902, ASR920, ASR920U | 16.7.1
Serial | RS422 | 2.2.1 | C,M,D | ASR902U, ASR903U, ASR903, ASR 902, ASR920, ASR920U | 16.9.1-FC1
Serial | Sync RS232 | 2.2.1 | C,M,D | ASR902U, ASR903U, ASR903, ASR 902, ASR920, ASR920U | 16.9.1-FC1
Serial | RS232 - RS422 Hybrid | 2.2.1.1, 3.0 | C,M,D | ASR902U, ASR903U, ASR903, ASR 902, ASR920, ASR920U | 16.10.1
Serial | RS422 P2MP | 2.2.1.1, 3.0 | C,M,D | ASR902U, ASR903U, ASR903, ASR 902, ASR920, ASR920U | 16.10.1
Cisco ASR 901-C Router | IOS | 15.4(3)S | 10 Mbps,100 Mbps,1000 Mbps | full,half | yes
Cisco ME 3800X-24FS-M Switch Router | IOS | 15.5(3)S | 10 Mbps,100 Mbps,1000 Mbps,auto | auto,full,half | No
Cisco ME 3600X Switch Router | IOS | 15.6(2) | 10 Mbps,100 Mbps,1000 Mbps,auto | auto,full,half | No | All 3 fields (speed,duplex,negotiation) should be disabled
Cisco ME 1200-4S-A Ethernet Access Device | ME1200 OS | 15.6-4.SN | 10 Mbps,100 Mbps,1000 Mbps,auto | auto,full,half | No
Cisco ASR 903 Router | IOS-XE | 03.18.00.SP.156-2.SP-ext/16.06.02 | Not supported | Not supported | yes
Cisco ASR920 12 CZA Router | IOS-XE | 03.18.00.SP.156-2.SP-ext | Not supported | Not supported | yes
Cisco NCS 4216 | IOS-XE | 16.6.3vS /16.7.2/16.6.7vS | Not supported | Not supported | yes
Cisco NCS 4206 | IOS-XE | 16.6.7vS | Not supported | Not supported | yes
Cisco ASR 1001 | IOS-XE | 16.3.4 | Not supported | Not supported | yes
Cisco NCS 5508 (Fretta) | IOS-XR | 6.3.2.25I | Not supported | Not supported | yes
Cisco ASR 907 Router | IOS-XE | 16.6.1vS | Not supported | Not supported | yes
CISCO NCS 4016 | IOS-XR | 6.1.32 / 6.1.36 | Not supported | Not supported | No
Cisco NCS-6000 | IOS-XR | 6.4.1 | Not supported | Not supported | No
Cisco NCS 5001 (Skywrap) | IOX-XR | 6.2.2 | Not supported | Not supported | No
Limitations
Not all types of Line cards have been verified across the devices
Media-type support is limited to RJ-45 only

## QoS Limitations (Cisco NCS)
Cisco EPN Manager 2.0 - Quality of Service Limitations on Cisco NCS 4000 Devices
Cisco NCS Device Type | Operating System | Class-map Matching | Policy-map -Marker | Policy-map -Policer | Policy-map -Bandwidth | Policy-map - QLIMIT | Policy-map - Priority | Policy-map - Shaping | Policy-map -WRED | Direction
4000 | 6.1.1 | Qos-Group | no-bug | no-bug | yes | yes | yes | yes | yes | egress
4000 | 6.1.1 | Qos-Group | no | no | no | no | no | no | no | ingress
4000 | 6.1.1 | other types (no qos-group) | no | no | no | no | no | no | no | egress
4000 | 6.1.1 | other types (no qos-group) | no | no | no | no | no | no | no | ingress
42xx | 15.6 | Qos-group | yes | yes | yes | yes | yes | yes | yes | egress
42xx | 15.6 | Qos-group | no | no | no | no | no | no | no | ingress
42xx | 15.6 | other types (no qos-group) | no | no | no | no | no | no | no | egress
42xx | 15.6 | other types (no qos-group) | yes | yes | no | no | no | no | no | ingress
Cisco EPN Manager 2.0.1 (MP1) - Quality of Service Limitations on Cisco NCS 4000 Devices
Cisco NCS Device Type | Operating System | Class-map Matching | Policy-map -Marker | Policy-map -Policer | Policy-map -Bandwidth | Policy-map - QLIMIT | Policy-map - Priority | Policy-map - Shaping | Policy-map -WRED | Direction
4000 | 6.1.1 | Qos-Group | not supported | yes | yes | yes | yes | yes | yes | egress
4000 | 6.1.1 | Qos-Group | no | no | no | no | no | no | no | ingress
4000 | 6.1.1 | other types (no qos-group) | no | no | no | no | no | no | no | egress
4000 | 6.1.1 | other types (no qos-group) | not supported | yes | no | no | no | no | no | ingress
42xx | 15.6 | Qos-group | yes | yes | yes | yes | yes | yes | yes | egress
42xx | 15.6 | Qos-group | no | no | no | no | no | no | no | ingress
42xx | 15.6 | other types (no qos-group) | no | no | no | no | no | no | no | egress
42xx | 15.6 | other types (no qos-group) | yes | yes | no | no | no | no | no | ingress
Cisco EPN Manager 2.0.2 (MP2) - Quality of Service Limitations on Cisco NCS 4000 Devices
Cisco NCS Device Type | Operating System | Class-map Matching | Policy-map -Marker | Policy-map -Policer | Policy-map -Bandwidth | Policy-map - QLIMIT | Policy-map - Priority | Policy-map - Shaping | Policy-map -WRED | Direction
4000 | 6.1.1.15i | Qos-Group | not supported | yes | yes | yes | yes | yes | yes | egress
4000 | 6.1.1.15i | Qos-Group | no | no | no | no | no | no | no | ingress
4000 | 6.1.1.15i | other types (no qos-group) | no | no | no | no | no | no | no | egress
4000 | 6.1.1.15i | other types (no qos-group) | not supported | yes | no | no | no | no | no | ingress
42xx | 15.6 | Qos-group | yes | yes | yes | yes | yes | yes | yes | egress
42xx | 15.6 | Qos-group | no | no | no | no | no | no | no | ingress
42xx | 15.6 | other types (no qos-group) | no | no | no | no | no | no | no | egress
42xx | 15.6 | other types (no qos-group) | yes | yes | no | no | no | no | no | ingress
Cisco EPN Manager 2.0.3 (MP3) - Quality of Service Limitations on Cisco NCS 4000 Devices
Cisco NCS Device Type | Operating System | HQoS Parent Policy | HQoS Child Policy | Class-map Matching | Policy-map -Marker | Policy-map -Policer | Policy-map -Bandwidth | Policy-map - QLIMIT | Policy-map - Priority | Policy-map - Shaping | Policy-map -WRED | Direction
4000 | 6.1.1.15I | Yes | No | class-default | no | yes | yes | yes | yes | yes | yes | egress
4000 | 6.1.1.15I | Yes | No | class-default | no | yes | no | no | no | no | no | ingress
4000 | 6.1.1.15I | Yes | No | other than class-default | no | no | no | no | no | no | no | egress
4000 | 6.1.1.15I | Yes | No | other than class-default | no | no | no | no | no | no | no | ingress
4000 | 6.1.1.15I | No | Yes | Qos-Group | not supported | yes | yes | yes | yes | yes | yes | egress
4000 | 6.1.1.15I | No | Yes | Qos-Group | no | no | no | no | no | no | no | ingress
4000 | 6.1.1.15I | No | Yes | other types (no qos-group) | no | no | no | no | no | no | no | egress
4000 | 6.1.1.15I | No | Yes | other types (no qos-group) | not supported | yes | no | no | no | no | no | ingress
42xx | 15.6 | Yes | No | class-default | yes | yes | yes | yes | yes | yes | yes | egress
42xx | 15.6 | Yes | No | class-default | yes | yes | no | no | no | no | no | ingress
42xx | 15.6 | Yes | No | other than class-default | no | no | no | no | no | no | no | egress
42xx | 15.6 | Yes | No | other than class-default | no | no | no | no | no | no | no | ingress
42xx | 15.6 | No | Yes | Qos-group | yes | yes | yes | yes | yes | yes | yes | egress
42xx | 15.6 | No | Yes | Qos-group | no | no | no | no | no | no | no | ingress
42xx | 15.6 | No | Yes | other types (no qos-group) | no | no | no | no | no | no | no | egress
42xx | 15.6 | No | Yes | other types (no qos-group) | yes | yes | no | no | no | no | no | ingress
Cisco EPN Manager 2.0.4 (MP4) - Quality of Service Limitations on Cisco NCS 4000 Devices - Same as MP3
Cisco NCS Device Type | Operating System | HQoS Parent Policy | HQoS Child Policy | Class-map Matching | Policy-map -Marker | Policy-map -Policer | Policy-map -Bandwidth | Policy-map - QLIMIT | Policy-map - Priority | Policy-map - Shaping | Policy-map -WRED | Direction
4000 | 6.1.1.15I | Yes | No | class-default | no | yes | yes | yes | yes | yes | yes | egress
4000 | 6.1.1.15I | Yes | No | class-default | no | yes | no | no | no | no | no | ingress
4000 | 6.1.1.15I | Yes | No | other than class-default | no | no | no | no | no | no | no | egress
4000 | 6.1.1.15I | Yes | No | other than class-default | no | no | no | no | no | no | no | ingress
4000 | 6.1.1.15I | No | Yes | Qos-Group | not supported | yes | yes | yes | yes | yes | yes | egress
4000 | 6.1.1.15I | No | Yes | Qos-Group | no | no | no | no | no | no | no | ingress
4000 | 6.1.1.15I | No | Yes | other types (no qos-group) | no | no | no | no | no | no | no | egress
4000 | 6.1.1.15I | No | Yes | other types (no qos-group) | not supported | yes | no | no | no | no | no | ingress
42xx | 15.6 | Yes | No | class-default | yes | yes | yes | yes | yes | yes | yes | egress
42xx | 15.6 | Yes | No | class-default | yes | yes | no | no | no | no | no | ingress
42xx | 15.6 | Yes | No | other than class-default | no | no | no | no | no | no | no | egress
42xx | 15.6 | Yes | No | other than class-default | no | no | no | no | no | no | no | ingress
42xx | 15.6 | No | Yes | Qos-group | yes | yes | yes | yes | yes | yes | yes | egress
42xx | 15.6 | No | Yes | Qos-group | no | no | no | no | no | no | no | ingress
42xx | 15.6 | No | Yes | other types (no qos-group) | no | no | no | no | no | no | no | egress
42xx | 15.6 | No | Yes | other types (no qos-group) | yes | yes | no | no | no | no | no | ingress
Cisco EPN Manager 2.1 - Quality of Service Limitations on Cisco NCS 4000 Devices - Same as 2.0.4
Cisco NCS Device Type | Operating System | HQoS Parent Policy | HQoS Child Policy | Class-map Matching | Policy-map -Marker | Policy-map -Policer | Policy-map -Bandwidth | Policy-map - QLIMIT | Policy-map - Priority | Policy-map - Shaping | Policy-map -WRED | Direction
4000 | 6.1.1.15I | Yes | No | class-default | no | yes | yes | yes | yes | yes | yes | egress
4000 | 6.1.1.15I | Yes | No | class-default | no | yes | no | no | no | no | no | ingress
4000 | 6.1.1.15I | Yes | No | other than class-default | no | no | no | no | no | no | no | egress
4000 | 6.1.1.15I | Yes | No | other than class-default | no | no | no | no | no | no | no | ingress
4000 | 6.1.1.15I | No | Yes | Qos-Group | not supported | yes | yes | yes | yes | yes | yes | egress
4000 | 6.1.1.15I | No | Yes | Qos-Group | no | no | no | no | no | no | no | ingress
4000 | 6.1.1.15I | No | Yes | other types (no qos-group) | no | no | no | no | no | no | no | egress
4000 | 6.1.1.15I | No | Yes | other types (no qos-group) | not supported | yes | no | no | no | no | no | ingress
42xx | 15.6 | Yes | No | class-default | yes | yes | yes | yes | yes | yes | yes | egress
42xx | 15.6 | Yes | No | class-default | yes | yes | no | no | no | no | no | ingress
42xx | 15.6 | Yes | No | other than class-default | no | no | no | no | no | no | no | egress
42xx | 15.6 | Yes | No | other than class-default | no | no | no | no | no | no | no | ingress
42xx | 15.6 | No | Yes | Qos-group | yes | yes | yes | yes | yes | yes | yes | egress
42xx | 15.6 | No | Yes | Qos-group | no | no | no | no | no | no | no | ingress
42xx | 15.6 | No | Yes | other types (no qos-group) | no | no | no | no | no | no | no | egress
42xx | 15.6 | No | Yes | other types (no qos-group) | yes | yes | no | no | no | no | no | ingress

## QoS Limitations (Cisco ME1200)
Cisco EPN Manager 2.1.3 (MP3)—Quality of Service Limitations on Cisco ME1200 Devices
Cisco Device Type | Operating System | Config | Class-map | Policy-map | Policy-map-Marker | Policy-map-Policer | Policy-map-Queueing | Policy-map-Shaping | Policy-map -WRED | Class-map-Classification | Class-map-Vlan
ME1200 | 15.6-4.SN | Port classification | Yes | Yes | Yes | Yes | No | Yes | No | No | No
ME1200 | 15.6-4.SN | Tagged Frame Classification per Port | Yes | Yes | Yes | No | No | No | No | Yes | No
ME1200 | 15.6-4.SN | Tag Remarking per Port | Yes | Yes | Yes | No | No | No | No | Yes | No
ME1200 | 15.6-4.SN | DSCP ConfigurationA11:A12 | No | No | No | No | No | No | No | No | No
ME1200 | 15.6-4.SN | Policers->Queue Policers | Yes | Yes | No | Yes | Yes | No | No | No | No
ME1200 | 15.6-4.SN | Shapers-> Queue shapers | Yes | Yes | No | No | Yes | Yes | No | No | No
ME1200 | 15.6-4.SN | Schedulers-> DWRR | No | No | No | No | No | No | No | No | No
ME1200 | 15.6-4.SN | Weighted Random Early Detection (WRED) | Yes | Yes | No | No | No | No | Yes | No | No
ME1200 | 15.6-4.SN | Storm Policing | Yes | Yes | No | Yes | No | No | No | No | No
ME1200 | 15.6-4.SN | EVC/ECE: Defining policer | Yes | Yes | No | Yes | No | Yes | No | No | No
ME1200 | 15.6-4.SN | EVC/ECE: Mapping it to evc | Yes | Yes | Yes | Yes | No | Yes | No | Yes | Yes

## Monitoring Policies
Monitoring Policy | OIDs | CLI | Added in Release | Supported Devices | Comments
Interface Health with CRC info | • IfTable • ifXTable • cieIfPacketStatsTable | show interfaces (Telnet) | 1.2 | • NCS42XX • NCS1K • NCS4K • ASR9K (inc. satellites) • ASR9XX • ME360X • ME380X • CBR-8 • NCS55XX • NCS5K • ME1200 • ASR1K • SUNSTONE • NCS540 • NCS520 • NCS6K • ASR990X • NCS560 • NCS55A2 • ASR9XXU(3.1) | CRC added in 2.1 (CRC is not polled in policy by default as other properties)
Quality of Service | • cbQosQueueingStatsTable • ifXTable • cbQosPoliceStatsTable • cbQosServicePolicyTable • cbQosObjectsTable • ifTable • cbQosTSStatsTable • cbQosPoliceCfgTable • cbQosQueueingCfgTable • cbQosCMStatsTable • cbQosPolicyMapCfgTable • cbQosCMCfgTable • cbQosTSCfgTable |  | 1.2 | • NCS42XX • NCS1K • NCS4K • ASR9K (inc. satellites) • ASR9XX • ME360X • ME380X • NCS55XX • NCS5K • CRS-1K • ASR1K • SUNSTONE • NCS540 • NCS520 • NCS6K • ASR990X • NCS560 • NCS55A2
IP SLA Y.1731 | • rttMonCtrlAdminTable • rttMonEchoAdminTable • ipslaEtherJitterAggStatsTable *** •me1200EvcConfigEvcTable • me1200StatusDmOneWayFarNearTable • me1200StatusDmTwoWayTable • me1200StatusLmTable • me1200ConfigInstanceTable • me1200StatusDmOneWayNearFarTable • me1200StatusInstancePeerTable • me1200ConfigDmTable • me1200ConfigLmTable *** extended version of mib includes of additional OIDs : ipslaEtherDelayAggMeasuredXXX ipslaEtherLossAggMeasuredXXX | • show ethernet sla statistics • show ethernet cfm peer meps • show ethernet sla operations | 1.2, 3.0 | • NCS42XX • NCS1K • NCS4K • ASR9K • ASR9XX • ME360X • ME380X • CRS-1 • ME1200 • ASR1K • NCS6K • NCS540 • ASR990X • NCS55A2 | • NETCONF for IOS-XR • SNMP for IOS/ME1200-OS/IOS-XE (Etesian: improved true microseconds resolution implementation on IOSXE S2C,16.6.8vS images)
IP SLA | • rttMonCtrlAdminTable • rttMonEchoAdminTable • crttMonIPEchoAdminTable • rttMonStatsCaptureTable • rttMonIcmpJitterStatsTable • rttMonJitterStatsTable |  | 2 | • NCS42XX • NCS1K • NCS4K • ASR9K (inc. satellites) • ASR9XX • ME360X • ME380X • CRS-1 • ASR1K • NCS6K • NCS540 • ASR990X • NCS560 • NCS55A2
Pseudowire Edge-to-Edge Emulation | • cpwCTDMPerfIntervalTable • cpwCTDMPerfCurrentTable • cpwVcTable • cpwCTDMTable • cpwCTDMPerfCurrentTable • cpwVcTable |  | 1.2 | • NCS42XX • NCS1K • NCS4K • ASR9K • ASR9XX • ME360X • ME380X • NCS55XX • NCS5K • CRS-1 • ASR1K • NCS540 • ASR990X • ASR9XXU(3.1) | cpwCTDMPerfCurrentTable—from Cisco EPN Manager 2.0.1 (Confluence MP1)
TDM/SONET Ports | • ifTable • dsx1CurrentTable • dsx1IntervalTable • dsx1FarEndIntervalTable • dsx1ConfigTable • dsx1FarEndCurrentTable • dsx3CurrentTable • dsx3IntervalTable • dsx3FarEndCurrentTable • dsx3ConfigTable • dsx3FarEndIntervalTable • sonetFarEndPathIntervalTable • sonetPathIntervalTable • sonetLineIntervalTable • sonetFarEndLineIntervalTable • sonetVTIntervalTable • sonetFarEndVTIntervalTable • cspTotalTable • cspFarEndTotalTable • cslTotalTable • cslFarEndTotalTable • cssTotalTable |  | 2 | • NCS42XX • ASR9XX
Optical SFP | • entSensorValueTable • entPhysicalTable |  | 2.0.1 | • NCS42XX • NCS1K • NCS4K • ASR9K (inc. satellites) • ASR9XX • ME360X • ME380X • NCS55XX • NCS5K • ASR1K • NCS520 • NCS540 • NCS6K • ASR990X • NCS560
Optical 15 Mins | • Physical • OTN • Ethernet • SONET/SDH • DWDM infrastructure (NCS2K only) |  | 1.1 | • NCS40XX • NCS1K • NCS2K • ONS154xx • ASR9K (A9k-400G-DWDM-TR card only)
Optical 1 Day | • Physical • OTN • Ethernet • SONET/SDH • DWDM infrastructure (NCS2K only) |  | 1.1 | • NCS40XX • NCS1K • NCS2K • ONS154xx • ASR9K (A9k-400G-DWDM-TR card only)
Device Health | • CPU Utilization (except NCS2K and ONS154XX) • Memory Pool Utilization (except NCS2K and ONS154XX) • Environment Temperature • Device Availability • Device Inlet Temperature • Device Availability Duration • Last Reboot Time |  | 1.1 | • NCS42XX • NCS1K • NCS2K and ONS154XX • NCS4K • ASR9K (inc. satellites) • ASR9XX • ME360X • ME380X • CBR-8 • NCS55XX • NCS5K • CRS-1 • ME1200 • NCS540 • NCS6K • ASR990X • NCS560 | • Device Inlet Temperature (added in 2.1) • Device Availability Duration (added in 2.1) • Last Reboot Time (added in 2.1)
BNG | • ciapPoolTable • csubAggStatsTable |  | 2.1 | ASR9K
ME1200 EVC Quality of Service | • me1200EvcStatusEvcInterfaceTable • me1200EvcStatusEceInterfaceTable |  | 2.1 | ME1200
CEM |  | show cem circuit detail (Telnet) | 2.1 | ASR90X/NCS42XX • ASR9XXU(3.1)
Cable Policies | entSensorValueTable | • show cable modem docsis device-class total •show ip traffic ¦ begin ARP • show ipv6 traffic ¦ begin ICMP • show cable modem summary total •show cable calls • show cable modem summary total • show cable modem vendor summary •show cable modem select count(mac) as count, macver as version group by macver • entSensorValueTable • show cable flap-list • show cable modem docsis device-class summary total • show cable modem phy normalized • show cable modem select st,mac,ip,ipv6,macver,usphy where intf like '%INTERFACE%' | 2.1 | CBR-8
Cable Utilization | docsIfCmtsChannelUtilizationTable |  | 2.1 | CBR-8
Device Sensors | • entSensorValueTable • entPhysicalTable |  | 2.1 | • NCS42XX • NCS1K • NCS4K • ASR9K • ASR9XX • ME3600X • ME3800X • CBR-8 • NCS55XX • NCS5K • CRS-1 • NCS540 • ASR990X • NCS560
Y1731 Bins Statistics |  | On ME1200: show perf-mon interval-info feature dm show perf-mon current feature dm show mep dm detail (parsing ' MEP DM Configuration is:' section) show mep detail (parsing 'MEP Basic Configuration is:' section) show perf-mon interval-id $intervalId feature dm On XE: show ip sla configuration show ip sla history interval-statistics show clock On XR: show ethernet sla statistics history detail show clock | ME1200 on 3.0 XR and XE on 3.1 | ME1200 NCS42XX ASR9XX
MPLS Link Performance |  | show performance-measurement history probe interface show performance-measurement interfaces show performance-measurement summary show clock details | 3 | ASR9K | May work on additional XR platforms

## Service Performance Tests
BERT Test
NCS42xx, Denethor, Bilbo, Eowyn, Elboron and EOMER line cards
SONET/SDH configuration
Supporting UPSR/APS cases
Support SDH with SNCP, SDH Protection (MSP 1+1)
Y.1731 On Demand Test
ASR9K
ASR90x
NCS6K
NCS42xx
ME3600
ME3800
ASR1K
NCS540 (Tortin)
NCS5K/NCS55xx
ASR920
ASR902U, ASR903U, ASR920U
ASR9906
ASR-920-20SZ-M
ASR-920-12SZ-D
ASR-920-12SZ-A
NCS4K (6.5.28) as loopback
NCS55A1-36H-S
NCS-55A1-48Q6H
NCS-55A1-24Q6H-S
NCS-55A2-MOD-SE-S
ASR-920-8S4Z-PD
CRS 16 with 400G line card OS version IOS-XR 6.4.2
NCS560-4-RSP4E
NCS560-RSP4E
NCS-55A1-36H-S
NCS-55A1-24H
Y.1564 Test
ASR920
ME3600
ME3800 (loopback)
ASR907 with RSP3 as both source and destination (loopback)
ASR903 with RSP2, RSP3 as both source and destination (loopback)
NCS4201
NCS4202
ASR901
NCS4206
NCS4216
NCS540 (as a loopback)
ASR9K (as loopback)
NCS55xx (as loopback)
NCS4K (6.5.28) as loopback
NCS560 (as loopback)
ASR-920-8S4Z-PD
ASR-920-12SZ-D
ASR-920-12SZ-A
NCS-55A1-24H
Optical RT Performance
NCS1K
NCS2K
NCS4K
NCS55xx
NCS6K
ASR9K
PRBS Test
NCS4K

## Compliance
Note: The support information in this table is relevant only for supported devices within a specified device family, not for the entire device family.
Device Family | PSIRT/EOX/FN | Compliance Audit/Fix
ASR907 | Y | Y
ASR90xU | Y | Y
ASR90x | Y | Y
ASR9K | Y | Y
CBR8 | Y | Y
ME3600X | Y | Y
ME3800X | Y | Y
NCS55xx | Y | Y
NCS1000 | Y | Y
NCS5000 | Y | Y
NCS6000 | Y | Y
NCS540 | Y | Y
NCS42xx | Y | Y
NCS4000 | Y | Y

## Chassis View Supported Devices
The Chassis View provides an interactive model of a device chassis and its hardware elements. From the Chassis View you can: View the contents of a chassis. Check the state of chassis elements and quickly locate problems. View alarmed elements and launch views that provide alarm details. Configure interfaces (using the launch point that opens the Device Details page). The elements that are displayed in the Chassis View depend on the device type and the elements that are configured on the device. The following product ID list shows the device types and elements that can be shown in the Chassis view. All the product IDs on the list are supported by Chassis View feature, plus the IDs (line card or equipment, not applicable to chassis) on the list ended with *=, *-LC, *-LC=, *-K9, *-K9=, *-CV and *-CV= are implicitly supported.
Cisco NCS 2000 Series/ONS 15454
Product ID | Description | Added in Release | Note
NCS2002-SA | Shelf assembly, Cisco NCS 2002
15454-M2-SA | shelf assembly, Cisco ONS 15454 M2
NCS2006-SA | Shelf assembly Cisco NCS 2006
NCS2015-SA-DC NCS2015-SA-AC | NCS 2015 Shelf Assembly
15454-M6-SA | Shelf assembly Cisco ONS 15454 M6
15454-SA-HD 15454-SA-HD-DDR3 15454-SA-ANSI | Cisco ONS 15454 shelf assembly (NEBS level 3), with rear cover assembly and ship kit; industrial temperature
15454E-SA-ETSI | Shelf assembly, Cisco ONS 15454E for ETSI applications
15454-M2-DDR 15454-M2-SA 15454-M2-DR | Shelf assembly, Cisco ONS 15454 M2
NCS2006-SA | Shelf assembly with brackets, Cisco NCS 2006
NCS2015-SA-DC NCS2015-SA-AC | NCS 2015 Shelf Assembly
15454-CC-FTA 15454-FTA3-T 15454-FTA-3T | Shelf Fan Tray Assembly, ANSI, 15454, HPCFM, I-Temp
15454-M6-SA | Shelf assembly with brackets, Cisco ONS 15454 M6
15454E-SA-ETSI | Shelf assembly, Cisco ONS 15454E for ETSI applications
15454-M2-SA 15454-M2-DR 15454-M2-DDR | Shelf assembly, Cisco ONS 15454 M2
NCS4K-DC-PSU-V1 | NCS 4000 DC Power System Unit (1750 W), Balanced A and B
NCS2002-AC | AC Power Supply Module, Cisco NCS 2002
NCS2002-DC | DC Power Supply Module, Cisco NCS 2002
NCS2002-FTA | Fan Tray assembly, Cisco NCS 2002
NCS2006-AC | AC Power Supply Module, Cisco NCS 2006
15454-M6-AC | AC Power Supply Module, Cisco ONS M6
15454-M6-AC2 | Includes two 2m LC/LC fiber-optic cable and one LC/LC LOOPBACK
15454-M6-DC 15454-M6-DC20 | 30A DC Power Supply Module, Cisco ONS M6
15454-M-WSE-L | Wire Speed Encryption Unit, software license upgradable.
NCS2006-DC NCS2006-DC20 NCS2006-DC40 | 30A DC Power Supply Module, Cisco NCS 2006
NCS2006-ECU-60 | External Connection Unit, Cisco NCS 2006
NCS2006-ECU60-S NCS2006-ECU-S | NCS 2006 External Connections Unit -w/ 2x USB 3.0 Ports -60V
NCS2006-ECU | External Connection Unit, Cisco NCS 2006
15454-M6-ECU | External Connection Unit with PPS/ToD, Cisco ONS 15454 M6
15454-M6-ECU2 | External Connection Unit with PPS/ToD, Cisco ONS 15454 M6
15454-M6-ECU-S 15454-M6-ECU60-S | External Connection Unit with PPS/ToD, Cisco ONS 15454 M6
15454-M6-ECU-60 | External Connection Unit with PPS/ToD, Cisco ONS 15454 M6
NCS2006-FTA | Fan Tray assembly, Cisco NCS 2006
15454-M6-FTA | Fan Tray assembly, Cisco ONS 15454 M6
NCS2006-LCD | LCD and Memory, Cisco NCS 2006
15454-M6-LCD | LCD and Memory, Cisco NCS 2006
NCS2015-ECU | NCS 2015 External Connections Unit
NCS2015-FTA | NCS 2015 Fan Tray
15454-M-10X10G 15454-M-LIC-10G | 10-Port 10 Gbps Multirate Client Line Card
15454-OTU2-XP | Ethernet 4-10 Gigabit Ethernet Xponder
15454-OPT-EDFA-17 | Enhanced C-band 96 channel EDFA amplifier 17 dB max gain, 50 GHz compatible, LC connector
15454-OPT-EDFA-24 | Enhanced C-band 96 channel EDFA amplifier 24 dB max gain, 50 GHz compatible, LC connector
15454-OPT-EDFA-35 NCS2K-OPT-EDFA-35 | Enhanced C-band 96 channel EDFA amplifier 35 dB max gain, 50 GHz compatible, LC connector
15454W-TNCS-K9 15454-M-TNCE-K9 NCS2K-TNCS-K9 | MSTP/NCS 2K Transport Node Controller
15454-M-TSCE 15454-M-TSC | 15454 Enhanced Transport Shelf Controller
NCS2K-12-AD-CCOFS | 12-port - 4-degree - Contentionless Add/Drop Unit
NCS2K-16-AD-CCOFS | 16-port - 4- to 12-degree - Contentionless Add/Drop Unit
NCS2K-16-WXC-FS NCS2K-16-WXC-FS= | 16-ports Wavelength X-Connect and Mux/Demux - Flex Spectrum
NCS2K-100G-CK-C ONS-CXP-100G-SR10 | 100G CPAK Multi-Rate Line Card - CP-DQPSK - C-Band
CPAK-100G-LR4 | 100GBASE-LR4 CPAK Module for SMF
CPAK-100G-SR10 | 100GBASE-SR10 CPAK Module for MMF
NCS2K-100GS-CK-C | 100G - CPAK Multi-Rate Line Card -SD FEC - C-Band
15454-M-100G-LC-C | 100G OTU-4 ITU-T CP-DQPSK Full C Band Tuneable LC
NCS2K-100G-ME-C 15454-M-100G-ME-C | 100G OTU-4 CP-DQPSK Full C Band Tunable LC Metro Edge
15454-M-100ME-CK-C NCS2K-100ME-CKC | 100G CPAK MR SD-FEC Line Card - C-Band - Licensed (includes Client, FS, HG FEC and SD FEC)
15454-80-WXC-C | 80-Chs Wavelength Cross-Connect - C-Band - 50 GHz
NCS2K-200G-CK-C | 50G/100G/200G CPAK Multi Rate Line Card - SD FEC C Band
15454-AD-1C 15454-AD-1C-XX.X | 1-channel OADM, C-band, 100-GHz, LC connectors, includes two 2-m LC/LC fiber-optic cables
EDRA-1-26 EDRA-2-26 EDRA-1-35 EDRA-2-35 NCS2K-EDRA1-26C NCS2K-EDRA1-35C NCS2K-EDRA2-26C NCS2K-EDRA2-35C | 21dBm Erbium Doped Raman Amplifier XXdB Span - C-Band, includes one 2m LC/LC fiber-optic cables and one 2m E2000/PC High power fiber optical cable
15454-AD-2C 15454-AD-2C-XX.X | 2-channel OADM, C-band, 100-GHz, LC connectors, includes two 2-m LC/LC fiber-optic cable
15454-AD-4C-XX.X 15454-AD-4C | 4-channel OADM, C-band, 100-GHz, LC connectors, includes two 2-m LC/LC fiber-optic cables
15454-40-WXC-C 40-WXC-C 40-WXC-CE 15454-40-WXC-CE | 40Chs Wavelength Cross-Connect - C-band - Odd
15454-MR-L1 MR-L1 15454-MR-L1-xx.x 15454-MRP-L1-xx.x | 100-Mbps to 2.5-Gbps FEC multirate transponder card, 1x SFP-based client interface, 4- channel tunable on 100-GHz ITU wavelengths (50-GHz stability), unprotected DWDM line with LC connectors C band
NCS2K-MF-6RU | Mechanical frame for passive units, 14 slots with USB hub, 6 RU
15454-MR-L1 MR-L1 15454-MR-L1-xx.x 15454-MRP-L1-xx.x | 100-Mbps to 2.5-Gbps FEC multirate transponder card, 1x SFP-based client interface, 4- channel tunable on 100-GHz ITU wavelengths (50-GHz stability), unprotected DWDM line with LC connectors C band
NCS2K-MF10-6RU | Mechanical Frame for Passive Units - 10slots w/ USB Hub - 6RU
NCS2K-MF-1RU | Mechanical Frame - 4 slots - 1 RU
NCS2K-MF-2LC-ADP | Double LC-LC Adapter MF Unit
NCS2K-MF-2MPO-ADP | Double MPO-16 to 2xMPO-8 Adapter MF Unit - Monitoring
NCS2K-MF-4x4-COFS | 4-Degree and 4-Ports Add/Drop MF Unit - CO and FlexSpectrum
NCS2K-MF-10AD-CFS | 10-Port Add/Drop MF Unit - Colorless Flex Spectrum
NCS2K-MF-16AD-CFS | 16-Ports Add/Drop MF Unit - Colorless and FlexSpectrum
NCS2K-MF-6AD-CFS | 6-Port Add/Drop MF Unit - Colorless Flex Spectrum
NCS2K-MF-16AE-CFS | 16-Port Add/Drop + Express MF Unit - Colorless Flex Spectrum
NCS2K-MF-AST-EDFA | NCS2K Line Card
NCS2K-MF-DEG-5 NCS2K-MF-DEG-5-CV | Mesh Interconnection MF Unit - Up to 5 Degrees
NCS2K-MF-MPO-8LC | MPO to 8x LC Fan-Out MF Unit - With Integrated Monitoring
NCS2K-MF-MPO-16LC NCS2K-MF-MPO-16LC-CV | MPO-16 to 16xLC Fan-Out MF Unit - With Integrated Monitoring
NCS2K-MF-MPO-20LC | MPO to 8x LC Fan-Out MF Unit - With Integrated Monitoring
NCS2K-MF-UPG-4 NCS2K-MF-UPG-4-CV | Mesh Interconnection MF Unit - Upgrade - 4 Degrees
15216-MD-40-ODD | 40-channels spaced at 100 GHz on the Odd ITU grid
15216-MD-40-EVEN | 40-channels spaced at 100 GHz on the Even ITU grid
15216-EF-40-ODD 15216-EF-ODD | ONS 15216 40-Channel Mux/DeMux Exposed Faceplate Patch Panel Odd
15454-PP-4-SMR | 1 RU 4-Degree SM ROADM Mesh Patch Panel
15454-PP-MESH-4 | 15454-PP-MESH-4 - 2RU 4-Degree Mesh Patch-Panel
15454-PP-MESH-8 | 2RU 8-Degree Mesh Patch-Panel
NCS2K-MR-MXP-LIC | 10/40/100G MR Muxponder - Licensable for Encryption
NCS2K-PPMESH8-5AD MF-PPMESH8-5AD | 2RU 8-Degree Mesh Patch Panel- 5-Add/Drop Port + Monitoring
NCS2K-20-SMRFS-CV NCS2K-20-SMRFS-L NCS2K-20-SMR-FS-CV | 20-port Single Module ROADM - Switchable Gain Flex Spectrum
NCS2K-SMR-9-FS | NCS2K Line Card
NCS2K-9-SMR34FS NCS2K-9-SMR34FS-L | NCS 2K/MSTP Lic SMR - Flex Spectrum Activation e-Delivery
NCS2K-9-SMR17FS NCS2K-9-SMR17FS-L | 9-port Single Module ROADM - 0-17dB Gain - Flex Spectrum
NCS2K-9-SMR24FS NCS2K-9-SMR24FS-L | 9-port Single Module ROADM - 12-24dB Gain - Flex Spectrum
40-SMR1-15454 15454-40-SMR1-C | 40Chs Single Module ROADM with integrated Optical PRE Amplifier
15454-40-SMR2-C 40-SMR2-C-15454 | 40Chs Single Module ROADM with integrated Optical PRE, Boos, includes one LC/LC LOOPBACK
15454-PSM= | Cisco ONS 15454 MSTP Protection Switch Module
15454-ADM-10G | MSPP-on-a-Blade OC192 3/12/48/GE 16-client
NCS2K-40ME-MXP-C 15454-40ME-MXP-C | 6-ports Wavelength X-Connect and Mux/Demux - Flex Spectrum
NCS2K-40E-MXP-C 15454-40E-MXP-C NCS2K-40G-MXP-C 15454-40G-MXP-C | 4x10GE/OC192/STM64/OTU2Muxponder CP-DQPSK Extd Performance
NCS2K-40E-TXP-C 15454-40E-TXP-C NCS2K-10ME-L1-C | OC-768/STM-256/40 GE Transponder CP-DQPSK Extended Performance
15454-10GE-XPE 10GE-XP-15454 15454-10GE-XP | Ethernet 4-10 Gigabit Ethernet XPonder
15454-10DME-C MXP-MR-10DME | 8-port EFEC data muxponder card, 8 SFP-based client interfaces, full C-band tunable on 50-GHz ITU wavelengths, DWDM line with LC connectors
15454-10ME-L1-C | 15454 4x2.5Gbps-10Gbps MuxPonder- EFEC- Full C-Band Tunable
15454-AR-XP 15454-AR-XPE 15454-AR-MXP | ONS15454 Any-Rate Xponder
15454-M-RAMAN-CTP= OPT-RAMP-CTP | 15454 MSTP - Raman Amplifier - C-band - Counter-Propagating, includes two 2m E2000/PC High power fiber optical cable
15454-M2-AC | AC Power Supply Module, Cisco ONS M2
15454-M2-DC | DC Power Supply Module, Cisco ONS M2
15454-M2-FTA 15454-M2-FTF | Fan Tray assembly, Cisco ONS 15454 M2
15454-M-RAMAN-COP OPT-RAMP-COP | High-Power Co-Propagating, 1W optical pump output power, C-band, 96-channel 50-GHz Raman unit with 1 ES 2000 PS PC 2m cable
15216-MD-48-ODD | Cisco ONS 15216-MD-48-ODD Mux/Demux Patch Panels
15216-MD-48-CM | Cisco ONS 15216-MD-48-CM interleaver and deinterleaver pluggable
NCS2K-400G-XP NCS2K-400GXP-L-K9 | 400G CFP2 MR XP licensed 100G client bandwidth + 1 port WDM
15216-MD-48-EVEN | Cisco ONS 15216 Exposed Faceplate Mux/Demux 48-Channel Patch Panel
15216-EF-40-EVEN | Cisco ONS 15216 Exposed Faceplate Mux/Demux 40-Channel Patch Panel
NCS2K-MF-8X10G-FO | 2x4x10G QSFP+ to 10G Fan Out
15454-TCC3 15454E-TCC3 | Timing, Communications, and Control Card, Version 2, industrial temperature rated, SDH platform
15454-TCC2 15454E-TCC2 | Timing, Communications, and Control Card, Version 2, industrial temperature rated, SDH platform
15454-OPT-AMP-17C OPT-AMP-17C | ONS 15454 Enhanced Optical Amplifier, includes two 2m LC/LC fiber-optic cable and one LC/LC LOOPBACK
15454-TCC2P 15454E-TCC2P 15454E-TCCP 15454-TCCP | Timing, Communications, and Control rated, SDH platform Card, Version 2 Plus, enhanced security, industrial temperature
15454-OPT-AMP-C | Enhanced C-band 80 channel AMP amplifier 20 dB max gain, 50 GHz compatible, LC connector
15454-OPT-RAMP-C OPT-RAMP-C | band amplifier has five sets of optical ports located on the faceplate
15454-OPT-RAMP-CE OPT-RAMP-CE | band amplifier has five sets of optical ports located on the faceplate
15454-OPT-BST | Optical booster amplifier, C-band, 64-channel, 50-GHz compatible, LC connector
15454-OPT-PRE | Optical booster amplifier, C-band, 64-channel, 50-GHz compatible, LC connector
15454-OPT-BST-E | Enhanced optical booster amplifier, C-band, 64-channel, 50-GHz compatible, LC connector
15454-40-DMX-CE 15454-40-DMX-C | 40Chs Demultiplexer - C-band - Odd
15454-40-MUX-C | 40Chs Multiplexer - C-band - Odd
15454-OSC-CSM | ONS 15454 Combiner and Separator with OSC Module
15454-40-WSS-C 15454-40-WSS-CE | 40Chs Wavelength Selective Switch - C-band - Odd
15454-GE-XPE 15454-GE-XP | Ethernet 20-GE / 2-10GE Crossponder
15454-OSCM | ONS 15454 Optical Service Channel Module
15454-FBR-STRG 15454E-FBR-STRG | Fiber storage shelf, 2.0-meter-long 2-mm fiber cables 19-inch or 23-inch EIA/WECO mounting hardware
15454-10E-L1 15454-10E-L1-C 15454-TXP-MR-10E 15454-TXP-MR-10E-C | 10-Gbps Transponder-100-GHz-Enahnced-Tunable xx.xx-xx.xx
15454-TDC-FC | Tunable Dispersion Compensation Unit - C- Band - Fine
15454-32-WSS | 32-Channel Wavelength Selective Switch, C-band, MPO connectors for add path, LC connectors for interconnection, includes two 2-m LC/LC fiber-optic cables
15454-32-DMX | 32-Channel Demultiplexer 100 GHz (for use with 32-WSS), C-band, MPO connectors for drop path, LC connectors for interconnection, includes one 2-m LC/LC fiber-optic cables
15454-M-TNC-K9 | 15454 Transport Node Controller
15454-M-TSC | 15454 Transport Shelf Controller
NCS2K-250G-2CK | NCS2K Line Card
15454-M-CFP-LC | Cisco ONS 15454 2-Port CFP Line Card
NCS2K-TNCS-O-K9 | NCS 2000 Transport Node Controller w/2x OTDR/OSC
SHELF-M2 SHELF-NCS2002 | Shelf assembly, Cisco NCS2002
SHELF-BACKPLANE-15454 | Cisco ONS 15454 shelf assembly, NEBS level 3, with rear cover assembly and ship kit, industrial temperature.
M6-FTA M6-FTA2 | Fan Tray assembly, Cisco ONS 15454 M6
NCS2K-15216-FLD4 15216-FLD4 | Edge 4 Channel Bi Directional OADM
FLD-OSC | Edge Optical Service Channel Add and Drop
TNCS-2 TNCS-2-15454 | MSTP/NCS 2K Transport Node Controller
MESH-PP-SMR | 1 RU 4-Degree SM ROADM Mesh Patch Panel
15454-32-MUX-O | 40Chs Multiplexer - C-band - Odd
NCS2K-TNCS-2-K9 NCS2K-TNCS-2O-K9 NCS2K-TNCS | MSTP/NCS 2K Transport Node Controller
TNCS-2O TNCS2O | NCS 2000 Transport Node Controller w/2x OTDR/OSC
15454-TDC-CC | Tunable Dispersion Compensation Unit C- Band – Coarse | 3.1
15454-M6-ECU-E | External Connection Unit with PPS/ToD, Cisco ONS 15454 M6 | 3.1
AD-1C | 1-channel OADM, C-band, 100-GHz, LC connectors, includes two 2-m LC/LC fiber-optic cables | 3.1
15454-M-TNC | 15454 Transport Node Controller | 3.1
15454W-TNCS 15454-M-TNCE | MSTP/NCS 2K Transport Node Controller | 3.1
NCS2K-TNCS-2 NCS2K-TNCS-O NCS2K-TNCS-2O-K9 NCS2K-TNCS-2O | NCS 2000 Transport Node Controller w/2x OTDR/OSC | 3.1
SFP | Small Form-factor Pluggable
QSFP QSFP4 | Quad Small Form-factor Pluggable
CFP2 | C Form-Factor Pluggable 2
CPAK | Cisco CPAK Modules
Cisco ASR 9000 Series
Product ID | Description | Added in Release | Note
ASR-9000-V ASR-9000V-AC= ASR-9000V-DC-A= ASR-9000V-DC-E= A9KV-V2-AC= A9KV-V2-DC-A= A9KV-V2-DC-E= | 44-Port GE + 4-Port 10-GE ASR 9000v chassis
ASR-9001 | ASR 9001 Router with 4 x 10 GE
ASR9006-AC ASR-9006-AC ASR-9006-DC ASR-9006 ASR-9006-AC-V2 ASR-9006-DC-V2 ASR-9006-SYS | ASR9006-AC chassis
ASR-9010 ASR-9010-AC ASR-9010-DC ASR-9010-AC-V2 ASR-9010-DC-V2 ASR-9010-SYS | Cisco ASR 9010 chassis
ASR-9904 ASR-9904-AC ASR-9904-DC | Cisco ASR 9904 chassis
ASR-9910 | Cisco ASR 9910 chassis
ASR-9912-AC ASR-9912-DC ASR-9912 | Cisco ASR 9912 chassis
ASR-9922-AC ASR-9922-DC ASR-9922 | Cisco ASR 9922 chassis
A9K-1.5KW-DC A9K-2KW-DC A9K-3KW-DC | DC power supply, 2100W
A9K-1x100GE-SE | Cisco ASR 9000 1-Port 100GE Service Edge Optimized Line Card, Requires CFP optics
A9K-1x100GE-TR | Cisco ASR 9000 1-Port 100GE Packet Transport Optimized Line Card, Requires CFP optics
A9K-2T20GE | 2-Port 10GE, 20-Port GE Low Queue Combo Line Card, requires XFPs for 10GE, SFPs for GE
A9K-2T20GE-E | 2-Port 10GE, 20-Port GE High Queue Combo Line Card, requires XFPs for 10GE, SFPs for GE
A9K-2X100GE-SE | Cisco ASR 9000 2-Port 100GE Service Edge Optimized Line Card, Requires CFP optics
A9K-2X100GE-TR | Cisco ASR 9000 2-Port 100GE Packet Transport Optimized Line Card, Requires CFP optics
A9K-3KW-AC | AC power supply, 3000W
PWR-6KW-AC-V3 | AC power supply, 6000W
PWR-2KW-DC-V2 PWR-3KW-AC-V2 | AC power supply, 3000W
NCS9K-FTA P-S-FANTRAY ASR-9001-FAN | Fan Tray
A9K-4T-L | Cisco ASR 9000 4-Port 10GE Low Queue Line Card, requires XFPs
A9K-4T16GE-TR | Cisco ASR 9000 4-Port 10GE and 16-Packet Transport Optimized Line Card, requires SFP optics
A9K-4T-B | Cisco ASR 9000 4-Port 10GE Medium Queue Line Card, requires XFPs
A9K-4T-E | Cisco ASR 9000 4-Port 10GE High Queue Line Card, requires XFPs
A9K-4X100GE-SE | Cisco ASR 9000 4-port 100GE Service Edge Optimized Line Card, Requires CPAK optics
A9K-4X100GE-TR | Cisco ASR 9000 4-port 100GE Packet Transport Optimized Line Card, Requires CPAK optics
A9K-8T-L | 8-Port 10GE Low Queue Line Card, requires XFPs
A9K-8T-B | 8-Port 10GE Medium Queue Line Card, requires XFPs
A9K-8T-E | 8-Port 10GE High Queue Line Card, requires XFPs
A9K-8T/4-B | Cisco ASR 9000 8-Port 10GE Medium Queue Line Card, requires XFPs
A9K-8T/4-E | Cisco ASR 9000 8-Port 10GE High Queue Line Card, requires XFPs
A9K-8T/4-L | 8-Port 10GE Low Queue Oversubscribed Line Card, requires XFPs
A9K-8X100G-LB-SE | Cisco ASR 9000 8-port 100GE LAN-only Service Edge Optimized Line Card Requires CPAK optics
A9K-8X100G-LB-TR | Cisco ASR 9000 8-Port 100GE "LAN Only" Packet Transport Optimized Line Card, requires Cisco CPAK optics
A9K-8X100GE-CM | Cisco ASR 9000 8-Port 100GE Consumption Model Line Card
A9K-8X100GE-TR | Cisco ASR 9000 8-Port 100GE Packet Transport Optimized Line Card, requires Cisco CPAK optics
A9K-8X100GE-L-SE A9K-8X100GE-LB-SE | 8-Port 100GE Line Card, Service Edge Optimized, with CPAK (LAN version)
A9K-8X100GE-SE | Cisco ASR 9000 8-Port 100GE Service Edge Optimized Line Card, requires Cisco CPAK optics
A9K-16T-8-B | 16-Port 10GE Medium Queue Line Card, Requires SFP+s
A9K-24X10GE-SE | Cisco ASR 9000 24-Port 10GE Service Edge Optimized Line Card, requires SFP+ optics
A9K-36X10GE-SE | Cisco ASR 9000 36-Port 10GE Service Edge Optimized Line Card, requires SFP+ optics
A9K-40GE | 40-Port GE Low Queue Line Card, requires SFPs
A9K-40GE-B | 40-Port GE Medium Queue Line Card, requires SFPs
A9K-40GE-E | 40-Port GE High Queue Line Card, requires SFPs
A9K-400G-DWDM-TR | Cisco ASR 9000 400G IPoDWDM Packet Transport Optimized Line Card, requires CFP2 and SFP+ optics
A9K-750W-AC | AC Power Entry module
A9K-750W-DC | DC Power Entry module
A9K-AC-PEM-V2 | AC power entry module V2
A9K-MOD80-SE | ASR 9000 Mod80 Modular Line Card, Service Edge Optimized, requires modular port adapters
A9K-MOD80-TR | ASR 9000 Mod80 Modular Line Card, Packet Transport Optimized, requires modular port adapters
A9K-MOD160-SE | ASR 9000 Mod160 Modular Line Card, Service Edge Optimized, requires modular port adapters
A9K-MOD160-TR | ASR 9000 Mod160 Modular Line Card, Packet Transport Optimized, requires modular port adapters
A9K-MOD400-TR | ASR 9000 400G Modular Line Card, Packet Transport Optimized, requires modular port adapters
A9K-MOD200-SE | ASR 9000 200G Modular Line Card, Service Edge Optimized, requires modular port adapters
A9K-MOD400-SE | ASR 9000 400G Modular Line Card, Service Edge Optimized, requires modular port adapters
A9K-MPA-2X100GE | ASR 9000 2-port 100-Gigabit Ethernet Modular Port Adapter, requires CFP2-ER4 or CPAK optics
A9K-MPA-20X10GE | Cisco ASR 9000 20-Port 10 GE Modular Port Adapter, requires SFP+ optics
A9K-MPA-1X100GE | ASR 9000 1-port 100-Gigabit Ethernet Modular Port Adapter, requires CFP2-ER4 or CPAK optics
A9K-MPA-2X10GE | ASR 9000 2-port 10-Gigabit Ethernet Modular Port Adapter, requires XFP optics
A9K-MODULEv | ASR 9001 Virtual Bay
A9K-MPA-1X40GE | ASR 9000 1-port 40-Gigabit Ethernet Modular Port Adapter, requires QSFP optics
A9K-MPA-2X40GE | ASR 9000 2-port 40-Gigabit Ethernet Modular Port Adapter, requires QSFP optics
A9K-MPA-4X10GE A9K-MPA-4X10GE-RF | ASR 9000 4-port 10-Gigabit Ethernet Modular Port Adapter, requires XFP optics
A9K-MPA-8X10GE | ASR 9000 8-port 10-Gigabit Ethernet Modular Port Adapter, requires SFP+ optics
A9K-MPA-20X1GE | ASR 9000 20-port 1-Gigabit Ethernet Modular Port Adapter, requires SFP optics
A9K-RSP-8G A9K-RSP-4G | Route Switch Processor with 4G memory
A9K-RSP440-SE | Route Switch Processor optimized for service edge
A9K-RSP440-TR | Route Switch Processor optimized for packet transport
A9K-RSP880-SE | ASR 9000 Route Switch Processor 880 for Service Edge 32G
A9K-SIP-700 A9K-SIP-700-8G | Cisco ASR 9000 SPA Interface Processor-700
A9KV-V2-AC ASR-9000V-24-A ASR-9000V-AC | 44-Port GE + 4-Port 10-GE ASR 9000v, AC Power
A9KV-V2-DC-A A9KV-V2-DC-E ASR-9000V-DC-A ASR-9000V-DC-E | 44-Port GE + 4-Port 10-GE ASR 9000v, DC Power
A99-RSP-SE | ASR 9910 Route Switch Processor for Service Edge 32 Gb
A99-RSP-TR | ASR 9910 Route Switch Processor for Packet Transport Optimized
A99-SFC-S | ASR 9910 Switch Fabric Card
ASR9001-LC ASR9001-LC-S | ASR 9001, Modular Line Card
ASR9001-RP | ASR 9001, Route Switch Processor with 8GB memory
ASR-9000V-FAN | ASR 9000v Fan Tray with Filter
ASR-9000v | ASR-9000v GE-SFP Line Card
ASR-9010-FAN | ASR-9010 Fan Tray
ASR-9900-RP-SE | Route Processor optimized for service edge
ASR-9900-RP-TR | Route Processor optimized for packet transport
ASR-9904-FAN | Cisco ASR 9904 fan, 1 fan tray per chassis
ASR-9910-FAN | ASR 9910 Fan Tray
ASR-9912-FAN | Cisco ASR 9912 fan, 2 fan trays per chassis
ASR-9912-SFC110 | ASR-9912-SFC110 Line Card
ASR-9922-FAN ASR-9922-FAN-V2 | Cisco ASR 9922 fan, 4 fan trays per chassis
ASR-9922-RP-SE | Route Processor optimized for service edge, ASR 9922 only
ASR-9922-RP-TR | Route Processor optimized for packet transport, ASR 9922 only
ASR-9922-SFC110 | ASR-9922-SFC110 Line Card
ASR-9906 | Routers/Cisco ASR 9000 Series Aggregation Services Routers
A99-12X100GE-CM | ASR 9000 12-port 100GE linecard
A9K-MOD200-TR | ASR 9000 200G Modular Line Card, Packet Transport Optimized, requires modular port adapters
A9K-RSP880-TR | ASR 9000 Route Switch Processor 880 for Packet Transport 16G
A99-SFC-T | ASR 9906 Switch Fabric Card
ASR-9906-FAN | ASR 9906 Fan Tray
A9K-2T20GE-B | 2-Port 10GE, 20-Port GE Medium Queue Combo Line Card, requires XFPs for 10GE, SFPs for GE
ASR-9006-FAN ASR-9006-FAN-V2 | ASR-9006 Fan Tray
A9K-MOD400-CM | ASR 9000 400G Modular Line Card, Packet Transport Optimized, requires modular port adapters
A9K-MPA-20X10GE A9K-MPA-20X10GE-CM A9K-MPA20X10GE-CM | Cisco ASR 9000 20-Port 10 GE Modular Port Adapter, requires SFP+ optics
A9K-24X10GE-1G-SE | ASR9000 24-port dual rate 10G/1G service edge optimized line card
A9K-24X10GE-1G-TR | ASR9000 24-port dual rate 10G/1G service edge optimized line card
A9K-48X10GE-1G-TR | 48 Port 10G and 1G packet transport optimized Line Card
A9K-24X10GE-TR | Cisco ASR 9000 24-Port 10GE Service Edge Optimized Line Card, requires SFP+ optics
A9K-36X10GE-TR | Cisco ASR 9000 36-Port 10GE Service Edge Optimized Line Card, requires SFP+ optics
A9K-40GE-SE | 40-Port GE Line Card, Service Edge Optimized, Requires SFPs
A9K-RSP880-LT-SE | ASR 9000 Route Switch Processor 880-LT for Packet Transport 16G",
A9K-RSP880-LT-TR | ASR 9000 Route Switch Processor 880-LT for Packet Transport 16G",
A9K-MPA2X100GE-CM | ASR 9000 2-port 100-Gigabit Ethernet Modular Port Adapter, requires CFP2-ER4 or CPAK optics
ASR-9010-FAN-V2 | ASR-9010 Fan Tray
A9K-4X100GE | Cisco ASR 9000 4-port 100GE LAN line card
CFP-100G-SR10 | Cisco 100GBASE-SR10 CFP module
CFP-100G-ER4 | Cisco 100GBASE-ER4 CFP Module for SMF
CFP-100G-LR4 | Cisco 100GBASE-LR4 CFP Module for SMF
A9K-16X100GE | Cisco ASR 9000 16-port 100GE LAN line card
A9K-16X100GE-SE | Cisco ASR 9000 16-port 100GE LAN line card
A9K-16X100GE-TR | Cisco ASR 9000 16-port 100GE LAN line card
A9K-16X100GE-CM | Cisco ASR 9000 16-port 100GE LAN line card
A99-8X100GE-CM | 8-Port 100GE Line Card, Service Edge Optimized, with CPAK (LAN version)
A99-32X100GE | 32-Port 100GE LAN line card
A99-32X100GE-SE | 32-Port 100GE LAN line card
A99-32X100GE-TR | 32-Port 100GE LAN line card
A99-32X100GE-CM | 32-Port 100GE LAN line card
A9K-8X100GE-X | 8-Port 100GE LAN line card
A9K-AC-PEM-V3 | AC power entry module V3
A9K-1600W-AC | Cisco ASR 9900 Series 1600W AC Power Supply | 3.0.1, 3.1
PWR-4.4KW-DC-V3 | Cisco PWR-4.4KW-DC-V3 DC Power Suply | 3.0.1, 3.1
A9K-MPA-1X200GE | 1-Port 200GEModularPort Adapter | 3.0.1, 3.1
ASR-9901-LC | Cisco ASR 9000 4-Port 10GE Medium Queue Line Card, requires XFPs | 3.0.1, 3.1
ASR-9901-FAN | ASR-9901 Fan Tray | 3.0.1, 3.1
A9K-48X10GE-1G-SE | 48 Port 10G and 1G packet transport optimized Line Card | 3.0.1, 3.1
A9K-AC-PEM | AC power entry module V2 | 3.0.1, 3.1
ASR-9010-FAN-V2 | ASR-9010 Fan Tray | 3.0.1, 3.1
A9K-DC-PEM-V3 | DC power entry module V3 | 3.0.1, 3.1
ASR-9901 | ASR 9901 Router | 3.0.1, 3.1
A9K-MPA-1X200GE | 1-Port 200GEModularPort Adapter | 3.1
SFP | Small Form-factor Pluggable
QSFP | Quad Small Form-factor Pluggable
CFP2 | C Form-Factor Pluggable 2
CPAK | Cisco CPAK Modules
Cisco ASR 900/NCS 4200 Series
Product ID | Description | Added in Release | Note
A901S-2SG-F-AH | 3 external ports (3 SFP) + 1 GLAN interface for internal ports (1 SFP, 2 Cu), AC PSU, 1 sec holdover for 1 PoE+ port
A901S-2SG-F-D | 4 external ports (2 SFP + 2 Cu) + 1 GLAN interface for internal ports, DC PSU
A901S-3SG-F-AH | 3 external ports (3 SFP) + 1 GLAN interface for internal ports (1 SFP, 2 Cu), AC PSU, 1 sec holdover for 1 PoE+ port
A901S-3SG-F-D | 4 external ports (3 SFP +1 Cu) + 1 GLAN interface internal ports (1 Cu), DC PSU
A901S-4SG-F-D | 4 external ports (4 SFP) + 1 GLAN interface for internal ports (2 Cu), DC power supply unit (PSU)
ASR-902 | ASR 902 Router Chassis
ASR-903 | ASR 903 Router Chassis
ASR-907 | ASR 907 Router Chassis
ASR-920-24SZ-IM | Cisco ASR920 Series - 24GE and 4-10GE - Modular PSU and IM
ASR-920-24SZ-M | Cisco ASR920 Series - 24GE Fiber and 4-10GE - Modular PSU
ASR-920-12SZ-IM | Cisco ASR920 Series - 12GE and 4-10GE - 1 IM slot
ASR-920-4SZ-A | Cisco ASR920 Series - 2GE and 4-10GE - AC model
ASR-920-4SZ-D | Cisco ASR920 Series - 2GE and 4-10GE - DC model
ASR-920-10SZ-PD | Cisco ASR920 Series - 10GE and 2-10GE - Passively Cooled DC model
ASR-920-12CZ-D | Cisco ASR920 Series - 12GE and 2-10GE - DC model
ASR-920-12CZ-A | Cisco ASR920 Series - 12GE and 2-10GE - AC model
NCS4201-SA NCS-4201-SA= | Cisco NCS 4201
NCS4202-SA NCS-4202-SA= | Cisco NCS 4202
NCS4206-SA NCS-4206-SA= | Cisco NCS 4206
NCS-4216 NCS4216-SA | Cisco NCS 4216
NCS4216-F2B-SA | NCS 4216-F2B Series Router Chassis
A900-PWR550-D-E | ASR 900 550W DC Power Supply With Enhanced Power Connector
A900-PWR1200-A | ASR 900 1200W AC Power Supply
A900-PWR1200-D | ASR 900 1200W DC Power Supply
A900-PWR550-A | ASR 900 550W AC Power Supply
A900-IMA1X | ASR 900 1-port 10GE XFP Interface Module
A900-IMA6EM | ASR 900 6-Port 10/100/1000 Ethernet Interface Module
A900-IMA4C3794 | 4-port C37.94 Interface Module
A900-IMA8S | ASR 900 8-Port SFP Gigabit Ethernet Interface Module
A900-IMA8S1Z | ASR 900 Combo 8 port SFP GE and 1 port 10GE IM
NCS4200-1T8LR-PS | SFP Combo IM-Eight-port Gigabit Ethernet (8X1GE) + One-port 10 Gigabit Ethernet (1 X 10GE)
NCS4200-1T16G-PS | 1-port 10 GE(1 X SFP+) / 1-port GE (1 X SFP) / 2-port GE (1 X CSFP) and 16-port GE (8 X CSFP) 8-port GE (8 X SFP) Interface Module
A900-IMA4OS | ASR 900 4-Port OC-3/STM1 or 1-Port OC-12/STM4 Interface Module
A900-IMA8Z | ASR 900 8-Port 10GE SFP+ Interface Module
A900-PWR550-D | ASR 900 550W DC Power Supply
A900-IMA16D | ASR 900 16-Port T1/E1 Interface Module
A900-IMA32D | ASR 900 32-Port T1/E1 Interface Module
A900-IMA48D-C A900-IMA48D | ASR 900 48 port T1/E1 Interface Module, Requires patch panel
A900-IMA48T-C | ASR 900 48 port DS3/E3 Interface Module, Requires patch panel
A900-IMA8T | ASR 900 8-Port 10/100/1000 Ethernet Interface Module
A900-IMA8T1Z | ASR 900 Combo 8 port 10/100/1000 and 1 port 10GE SFP+ Interface Module
A900-IMA8D | ASR 900 8-Port T1/E1 Interface Module
A900-IMA1Z8S-C | ASR 900 Combo 8 port SFP GE and 1 port 10GE IM with CEM, 10G
A900-IMA1Z8S-CX | ASR 900 Combo 8 port SFP GE and 1 port 10GE IM with CEM, 10G
NCS4200-1T8S-10CS | NCS 4200 1x 10G MR + 8-port Low Rate - 10G CEM & OTN LC
A900-IMA1C | ASR 900 1-Port 100GE CPAK Interface Module
A900-IMA2F | ASR 900 2 port 40GE QSFP Interface Module
A902-FAN-E | ASR 902 Enhanced FAN Tray with FAN Filter Slot
A900-IMA2Z | ASR 900 2 port 10GE SFP+/XFP Interface Module
A903-FAN | ASR 903 FAN Tray
A903-FAN-E | ASR 903 Enhanced FAN Tray with FAN Filter Slot
A903-FAN-H A9X3-FAN-H | High-performance fan tray
A903-RSP1A-55 | ASR 903 Route Switch Processor 1, Base Scale
A903-RSP1B-55 | ASR 903 Route Switch Processor 1, Large Scale
A900-RSP2A-64 | ASR 900 Route Switch Processor 2 - 64G, Base Scale
A900-RSP2A-128 | ASR 900 Route Switch Processor 2 - 128G, Base Scale
A900-RSP3C-200-S | ASR 900 Route Switch Processor 3 - 200G, Large Scale
A900-RSP3C-400-S | ASR 900 Route Switch Processor 3 - 400G, Large Scale
A900-RSP3C-400-W | ASR 907 Route Switch Processor 3 - 400G, Large Scale
A900-IMASER14A/S A907-FAN A907-FAN-E A907-FAN-F A907-FAN-F-B | ASR 900 14-port Serial Interface Module (Sync/Async)
ASR-920-PWR-A | ASR920 AC Power Supply
ASR-920-24SZ | Cisco ASR920 Series -24GE Copper and 4-10GE- Modular PSU
ASR-920-24TZ-M | Cisco ASR920 Series - 24GE Copper and 4-10GE- Modular PSU
NCS4200-8E1T1-CE | NCS 4200 8x T1/E1 CEM Line Card - RJ48C
NCS4200-48T1E1-CE | 48 T1/E1 TDM Interface Module
NCS4200-48T3E3-CE | 48XT3/E3 Interface module
NCS4200-8T-PS | 8-port 10 Gigabit Ethernet Interface Module(8x10GE)
NCS4200-1H-PK | NCS4200-1H-PK 1x100G Interface module
NCS4200-2Q-P | 2-port Forty Gigabit Ethernet QSFP Interface Module
A920-PWR400-A | Cisco ASR 920 400W AC PSU
A920-PWR400-D | Cisco ASR 920 400W DC PSU
ASR-920-12SZ-IM | ASR-920-12SZ-LC Router
NCS4202-SA | Cisco NCS 4202 Shelf Assembly Device
ASR-920-PWR-D | ASR920 DC Power Supply
NCS420X-RSP | NCS 4206 Router & Switching Processor and Controller - 400G
NCS4216-RSP | NCS 4216 Router & Switching Processor and Controller - 400G
ASR-920-10SZ-PD | ASR-920-10SZ-PD Router
NCS4201-SA | NCS 4201 Shelf Assembly - 4x10GE + 24x GE/FE (1 RU)
NCS4216-F2B-FAN-F | NCS4216 F2B top FAN Tray
NCS4216-F2B-FAN | NCS4216 F2B top FAN Tray
NCS4216-PWR-FAN | NCS4216 F2B Power Supply Fan Tray
A900-IMA8CS1Z-M | 16-port Gigabit Ethernet & 1-port Ten Gigabit Ethernet CSFP Interface Module
NCS4200-3GMS | NCS 4200 12x T1/E1. 4x T3/E3. 4x OC3/12/STM1/4 3G Line Card
ASR-902U | ASR 902U Router Chassis
ASR-903U | ASR 903U Router Chassis
ASR-920U-12SZ-IM | Cisco ASR920U Series - 12GE and 4-10GE - 1 IM slot
A900-PWR-900-D2 A900-PWR-900D2 A900-PWR900-D2 | ASR 900 900W DC Power Supply
ASR-920-12SZ-IM-CC | ASR-920-12SZ-IM-CC Router
ASR-920-20SZ-M | ASR 900 14-port Serial Interface Module (Sync/Async)
A900U-RSP2A-128 | ASR 900 Route Switch Processor 2 - 128G, Base Scale | 3.1
A900U-RSP2A-64 | ASR 900 Route Switch Processor 2 - 64G, Base Scale | 3.1
NCS4200-1T8S-20CS | Ethernet and TDM interface module compatibility | 3.1
A900-IMA3G-IMSG | ASR 900 Combo 4 port DS3 12 DS1 and 4 Ocx
ASR-920-8S4Z-PD | Cisco ASR-920-8S4Z-PD Router Chassis | 3.1.1
ASR-920-12SZ-A | Cisco ASR-920-12SZ-A Router Chassis | 3.1.2
ASR-920-12SZ-D | Cisco ASR-920-12SZ-D Router Chassis | 3.1.2
A900-IMA1Z8S-CXMS | ASR 900 Combo 8 port SFP GE and 1 port 10GE IM with CEM, 10G | 3.1.2
A9K-RSP5-TR | ASR 9000 Series Route Switch Processor 5 for Packet Transport | 3.1.3
A9K-RSP5-SE | ASR 9000 Series Route Switch Processor 5 for Service Edge | 3.1.3
SFP | Small Form-factor Pluggable
QSFP | Quad Small Form-factor Pluggable
CFP2 | C Form-Factor Pluggable 2
CPAK | Cisco CPAK Modules
Cisco NCS 4000 Series
Product ID | Description | Note
NCS4009-SA NCS4009-SA-AC NCS4009-SA-DC | Cisco NCS 4009 Chassis
NCS4016-SA NCS4KF-SA-DC NCS4016-SA-AC NCS4016-SA-DC | Cisco NCS 4016 Chassis
NCS4K-FTA P-S-FANTRAY | NCS 4000 Fan tray Assembly
NCS4K-AC-PEM NCS4K-DC-PEM | NCS 4000 AC Power Entry Module - Power Tray
NCS4K-AC-PSU NCS4K-DC-PSU-V1 | NCS 4000 AC Power System Unit - 3000 W
NCS4016-FC-M NCS4016-FC2-M | NCS 4016 Agnostic Cross connect - Multi-chassis
NCS4K-RP | NCS 4000 Router Processor and Controller (32G RAM)
NCS4K-2H-W | NCS 4000 2x 100G CP-DQPSK - Full C band Tunable
NCS4K-2H-O-K | NCS 4000 2x 100G CPAK - OTN Line Card - CPAK
NCS4K-24LR-O-S | NCS 4000 24-port Low rate OTN LC - SFP
NCS4009-FC-S NCS4009-FC2-S | NCS 4009 Agnostic Cross connect - Single-chassis
NCS4K-ECU | NCS 4000 External Connection Unit
NCS4K-20T-O-S NCS4K-20T-O-S++ | NCS 4000 20x10G OTN Card - SFP+
NCS4K-2H10T-OP-KS | NCS 4000 2x 100G CPAK 10x10G SFP+ OTN/Packet Line Card
NCS4K-4H-OPW-QC2 | NCS 4000 400G Packet/OTN/WDM - QSFP28/CFP2 - Line card
NCS4K-1H-W | NCS 4000 1H W LIC - Licensed cards
NCS4KF-FTA | NCS 4000 Centralized Fabric Chassis Fan tray Assembly
NCS4KF-RPMC | NCS 4000 Router Processor and Controller (32G RAM)
NCS4KF-FC2-C | NCS 4016 Centralized Agnostic Xross connect 24 CXP -400G
NCS4KF-DC-PEM | NCS 4000 DC Power Entry Module - Power Tray
NCS4KF-DC-PSU-V1 | NCS 4000 DC Power System Unit -1750 W - Balanced A and B
NCS4KF-CRAFT | NCS 4000 Centralized Fabric Chassis Craft Panel
NCS4K-4H-OPW-LO | NCS 4000 400G Packet/OTN/WDM - QSFP28/CFP2 - Line card | 3.1
SFP | Small Form-factor Pluggable
QSFP | Quad Small Form-factor Pluggable
CFP2 | C Form-Factor Pluggable 2
CPAK | Cisco CPAK Modules
Cisco NCS 6000 Series
Product ID | Description | Note
NCS-6008 NCS-6008-SYS-S | NCS 6008 - 8-Slot Chassis
NC6-RP | NCS 6008 Route Processor
NC6-FC NC6-FC-MC | NCS 6008 Fabric Card
NCS-AC-PWRTRAY | NCS AC Power Tray
PWR-3KW-AC-V2 | 3kW AC Power Module
P-L-10X100G-F-P | NCS 6008 Fabric Card
NC6-60X10GE-M-S | NCS 6008 Fabric Card
NC6-FANTRAY | NCS 6008 Chassis Fan Tray
NC6-10X100G-M-K NC6-10X100G-L-K NC6-2/10X100G-L-K | NCS 6000 10x100G Multi-Service CPAK
Cisco CBR-8
Product ID | Description | Added in Release | Note
CBR-8-CCAP-CHASS | Cisco cBR-8 Converged Broadband Router
CBR-CCAP-SUP-160G | Supervisor with 200G forwarding capability as well as a robust and powerful control plane complex. It ships with 48 GB of memory.
CBR-CCAP-LC-40G CBR-CCAP-LC-40G-R | CBR CCAP 40G Remote PHY line card
CBR-RF-PROT-PIC | CBR CCAP Protect PIC (for N+1 redundancy)
CBR-RF-PIC | CBR CCAP RF Through PIC
CBR-SUP-8X10G-PIC CBR-SUPPIC-8X10G | The Supervisor PIC includes WAN backhaul connectivity CBR-SUP-8X10G-PIC options.
CBR-FAN-ASSEMBLY | CBR Fan Module
CBR-LC-4D30-16U30 CBR-LC-8D30-16U30 | CBR CCAP line card includes 2 DS D3.0 modules as well as 1 US D3.0 Module. The line card is upgradable to D3.1 on both DS and US
CBR-CCAP-SUP-60G | Supervisor with 200G forwarding capability as well as a robust and powerful control plane complex. It ships with 48 GB of memory - Filler
CBR-PEM-DC-6M | CBR-8 DC PEM (DC Facility connectivity)
CBR-PEM-AC-6M | CBR-8 AC PEM (AC Facility connectivity)
CBR-AC-PS CBR-DC-PS PWR-3KW-AC-V2 PWR-2KW-DC-V2 | DC Power Supply
CBR-DPIC-8X10G | CBR CCAP 8x10G Remote PHY Digital Physical Interface Card
cBR-CCAP-LC-G2-R | Kobol line card
CBR-DPIC-2X100G CBR-2X100G-PIC | CBR CCAP 8x10G Remote PHY Digital Physical Interface Card | 3.1
QSFP5 | Passive Copper Cable, Ethernet, 40GbE, 40Gb/s, QSFP | 3.1
QSFP | Cisco 40GBASE-SR4 QSFP Module for MMF | 3.1
CBR-SUP-250G | 250G Supervisory card
SFP | Small Form-factor Pluggable
Cisco Catalyst 6500 Series
Product ID | Description | Note
WS-C6504-E | Cisco Systems Cisco 6500 4-slot Chassis System
WS-C6509-E | Cisco Systems Cisco 6500 9-slot Chassis System
FAN-MOD-4HS | Fan tray for Cisco Catalyst 6504-E chassis
VS-SUP2T-10G VS-S2T-10G VS-S2T-10G-XL | Cisco Catalyst 6500 Series Supervisor Engine 2T
SUP720-10G-3C VS-S720-10G-3CXL VS-S720-10G-3C | Cisco Catalyst 6500 Series Virtual Switching Supervisor Engine 720 with two 10 Gigabit Ethernet ports and MSFC3
WS-X6708-10GE | Base Board for WS-X6708-10G-3C
WS-X6708-10G-3C | Cisco Catalyst 6500 8-Port 10 Gigabit Ethernet Module with DFC3C, requires X2
WS-SUP720-3BXL | Catalyst 6500/Cisco 7600 Supervisor 720 Fabric MSFC3 PFC3BXL
WS-X6904-40G-2TXL WS-X6904-40G-2T | Cisco Catalyst 6900 Series 4-Port 40 Gigabit Ethernet Fiber Module
WS-C6509-E-FAN | Cisco Catalyst 6509 Enhanced Chassis Fan Tray
WS-CAC-6000W= | Catalyst 6500 Series 6000W AC Power Supply
WS-SVC-FWM-1 | Firewall blade for 6500 and 7600, VFW License Separate
WS-SVC-WISM-1-K9 | Cisco Wireless Services Module with support for up to 300 Cisco Aironet access points
WS-X6716-10GE | Base Board for 16-port 10 Gigabit Ethernet module with Distributed Forwarding Card
WS-X6704-10GE | Cisco Catalyst 6500 4-Port 10 Gigabit Ethernet Module, requires XENPAK
PWR-2700-AC/4 | CAT 6500 2700 W AC-input power supply
WS-X6148E-GE-45AT | Cat6500 48-Port PoE+ready 10/100/1000 w/Jumbo Frame
WS-X6908-10G WS-X6908-10G-2T WS-X6908-10G-2TXL | Cisco Catalyst 6900 Series 8-Port 10 Gigabit Ethernet Fiber Module with DFC4 Requires X2
Cisco NCS 5000 Series
Product ID | Description | Note
NCS-5001 NC5001-L2VPN-LIC NC5001-L3VPN-LIC NC5001-MBL-LIC | Cisco NCS 5001 Routing System
NCS-5002 NC5002-L2VPN-LIC NC5002-L3VPN-LIC NC5002-MBL-LIC | Cisco NCS 5002 Routing System
NCS-5011 | Cisco NCS 5011 Routing System
NCS-5001-FN-FR | Cisco NCS 5001 Router Fan Front to Back Airflow
NC5K-PAC-650W-FR | Cisco NCS 5000 Series Router Power AC 650W Front to Back Airflow
NCS-5001-RP | Cisco NCS 5001 Route Processor
NCS-5002-FN-BK | Cisco NCS 5002 Router Fan Back to Front Airflow
NC5K-PAC-650W-BK | Cisco NCS 5000 Series Router Power AC 650W Back to Front Airflow
NCS-5002-RP | Cisco NCS 5002 Route processor
NCS-5011-RP | Cisco NCS 5011 Route processor
NCS-5011-FN-FR | Cisco NCS 5011 Router Fan Front to Back Airflow
Cisco NCS 5500 Series
Product ID | Description | Added in Release | Note
NCS5501 NCS-5501 | NCS 5501 Routing System
NCS5501-SE NCS-5501-SE | NCS 5501-SE Routing System
NCS5502 | NCS 5502 Routing System
NCS-5502
NCS5502-SE NCS-5502-SE | NCS 5502-SE Routing System
NCS-5508 | NCS 5508 chassis supports a 36-port 100 Gigabit Ethernet Quad Small Form-factor Pluggable (QSFP)
NC55-5508-FAN | NS55-5508-FAN Tray Module
N9K-C9508-FAN | N9K-C9508-FAN Tray Module
NC55-5508-FC | NCS 5508 Fabric Card 6 fabric cards per chassis
NC55-SC | NCS 5500 System Controller Dual-core @ 1.3GHz
NC55-RP | NCS 5500 Route Processor Module 6-core @ 2.2 GHz
NC55-PWR-3KW-AC | NCS 5508 Redundant AC Power Supply Card Tray
NC55-PWR-3KW-DC | NCS 5508 Redundant DC Power Supply Card Tray
N9K-PUV-3000W-B | Cisco Nexus 9500 platform 3000W universal high-voltage 200 to 277V AC or 240 to 380V DC power supply with port-side intake
N9K-PAC-3000W-B | Cisco Nexus 9500 platform 3000W standard 200 to 240V AC power supply with port-side intake
NC55-36X100G-BA NC55-36X100GE NC55-36X100G-A-SE | NCS 5500 36x100G 36-port 100 Gigabit Ethernet QSFP Scale Line Card
NC55-24H12F-SE | NCS 5500 24H12F-SE 24 Ports 100GE and 12 Ports 40GE Base Line Card
NC55-24X100G-SB NC55-24X100G-SE | NCS 5500 24x100G 24-port 100 Gigabit Ethernet QSFP Line Card
NC55-12X100GE | NCS 5500 12x100G 12-port 100 Gigabit Ethernet QSFP Line Card
NC55-18H18F NC55-18H18F-BA | NCS 5500 Series 18X100G and 18X40G base line card
NC55-6X200-DWDM-S | NCS 5500 6X200 6-port 200 Gigabit Ethernet DWDM Line Card
NCS-1RU-FAN-FW | NCS 5500 1RU Chassis Fan Tray Port-S Intake/Front-to-back
NCS-1100W-ACFW | NCS 5500 AC 1100W Power Supply Port-S Intake/Front-to-back
NC55-2KW-ACFW | NCS 5500 AC 2KW Power Supply Port-S Intake/Front-to-back
NC55-5502-FAN-FW | Network Convergence System 5502 Fan
NCS-5501-RP NCS-5501 | NC5501 w/o TCAM Route Processor Card
NCS-5502-RP NCS-5502 | NC5502 w/o TCAM Route Processor Card
NCS-5501-SE-FAN | NCS 5501 Fan
NCS-5501-SE-RP | NC5501 w/o TCAM Route Processor Card
NCS-5502-SE-RP | NC5502 w/o TCAM Route Processor Card
NC55-1200W-ACFW | NCS 5500 AC 1200W Power Supply Port S Intake Front to back
NCS55A2-FILLER-PWR | NCS 5500 System Controller - Filler
NCS-55A2-MOD-S | NCS 5500 36x100G 36-port 100 Gigabit Ethernet QSFP Line Card
NC55-MPA-4H-S | NCS5500 4 QSFP28 with 100G MacSeC MPA
NC55-MPA-4H-HD-S | NCS5500 4 QSFP28 with 100G MacSeC MPA
NC55-MPA-1TH2H-S | NCS5500 2 QSFP28 100G MacSec 1 CFP DCO 100G MPA
NC55-MPA-12T-S | NCS5500 12 SFP with 10G OTN, WAN PHY, MacSec, DWDM MPA
NCS55-A2-FAN-FW | NCS 5500 Fan Tray 1RU Chassis Port-S Intake / Front-to-back Port-Side intake
NC55-A2-FAN-FW | NCS 5500 Fan Tray 1RU Chassis Port-S Intake / Front-to-back Port-Side intake
NCS-55A1-36H-SE-S | NCS55A1 Fixed 36x100G Scale Route Processor Card
NC55-A1-FAN-FW | Network Convergence System 5502 Fan
NCS-55A2-MOD-HD-S | NCS 5500 36x100G 36-port 100 Gigabit Ethernet QSFP Line Card
NCS-55A2-MOD-HD-S_RP | NCS 5500 36x100G 36-port 100 Gigabit Ethernet QSFP Line Card
NC55-MPA-2TH-S | NCS5500 2 CFP2_DCO with 100G MACsec MPA
NC55-900W-DCFW-HD | NCS 5500 AC 1200W Power Supply Port S Intake Front to back
NC55-900W-ACFW-HD | NCS 5500 AC 1200W Power Supply Port S Intake Front to back
NC55-5504-FAN | NS55-5504-FAN Tray Module
NCS-5504 NC55-5504 | NCS 5504 chassis supports a 36-port 100 Gigabit Ethernet Quad Small Form-factor Pluggable (QSFP)
NC55-MPA-4H-HX-S | NCS5500 4 QSFP28 with 100G MacSeC MPA | 3.0.2, 3.1
NC55-RP-E | NCS 5500 Route Processor Module 6-core @ 2.2 GHz | 3.0.2, 3.1
NC55-MOD-A-SE-S NC55-MOD-A-S NC55-MOD-A | NCS 5500 2XMPA Scaled Line Card, MACSec | 3.0.2, 3.1
NC55-MPA-2TH-HX-S | NCS5500 2 CFP2_DCO with 100G MACsec MPA | 3.0.2, 3.1
NCS-55A2-MOD-SE-S | NCS 55A2 Fixed 24X10G + 16X25G & MPA Scale Chassis | 3.0.2, 3.1
NCS-55A1-36H-S | Cisco NCS-55A1-36H-S device chassis | 3.1
NC55-2RU-FAN-FW | NCS 5500 Fan Tray 2RU Chassis Port-S Intake / Front-to-back | 3.1
NC55-A2-FAN-L-FW | NCS 5500 Latch type Fan Tray 1RU Chassis Port-S Intake / Front-to-back Port-Side intake | 3.1
NCS-55A1-24Q6H-S | Cisco NCS 55A1-24Q6H-S Router Chassis | 3.1.1
NCS-55A1-48Q6H | Cisco NCS-55A1-48Q6H Router Chassis | 3.1.1
NC55-5508-FAN2 | NS55-5508-FAN Tray Module | 3.1.1
NC55-5508-FC2 | NCS 5508 Fabric Card 6 fabric cards per chassis | 3.1.1
NC55-PWR-3KW-2HV | NCS 5500 Dual Input High Voltage Universal AC & DC HV 3.15KW Power Supply | 3.1.1
NCS-1100W-ACRV NCS-1100W-DCRV NCS-950W-DCFW | NCS 5500 AC 1100W Power Supply Port-S Intake/Front-to-back | 3.1.1
NCS-55A1-24Q6H-S NCS-55A1-24Q6H-S_RP | NCS-55A1-24Q6H-S fixed route processor slot | 3.1.1
NCS-55A1-48Q6H NCS-55A1-48Q6H-RP NCS-55A1-48Q6H_RP | NCS-55A1-48Q6H fixed route processor slot | 3.1.1
NCS-55A1-24H_RP | NCS-55A1-24H fixed route processor slot | 3.1.2
NCS-55A1-24H | Cisco NCS-55A1-24h Router Chassis | 3.1.2
NC55-32T16Q4H-AT | NCS 5500 32T16Q4H-AT Line Card | 3.1.3
NC55-32T16Q4H-A | NCS 5500 32T16Q4H-A Line Card | 3.1.3
NC55-RP2-E | NCS 5500 Route Processor 2 with SyncE | 3.1.3
SFP | Small Form-factor Pluggable
QSFP | Quad Small Form-factor Pluggable
CFP2 | C Form-Factor Pluggable 2
GLC | 1000BASE-SX SFP transceiver module, RJ-45 connector
Cisco NCS 1000 Series
Product ID | Description | Note
NCS1001-K9 | Network Convergence System 1001 line system 3 slots
NCS1002-LIC-K9 NCS1002-LIC NCS1002-K9 | Network Convergence System 1002 Licensed hardware
NCS1002-K9 | Network Convergence System 1002 20 QSFP28/QSFP+ slots
NCS1K-2KW-AC | Network Convergence System 1002 2KW AC PSU
NCS1K-2KW-DC | Network Convergence System 1002 2KW DC PSU
NCS1K-FTA | Network Convergence System 1000 Fan
NCS1K1-FTA | Network Convergence System 1001 Fan
NCS1K-EDFA | Network Convergence System 1000 NCS1K-EDFA
NCS1K-PSM | Network Convergence System 1001 NCS1K-PSM
NCS1K4-AC-PSU | Network Convergence System 1000 AC PSU
NCS1K4-FAN | Network Convergence System 1001 Fan
NCS1K4-CNTLR-K9 | Network Convergence System 1000 AC PSU
NCS1K4-1.2T | NCS1K4 12x QSFP28 2 Trunk C-Band DWDM card
NCS1K4-1.2T-L | NCS1K4 12x QSFP28 2 Trunk C-Band DWDM card - Licensed
NCS1004 NCS1004-K9 NCS1004= | Network Convergence System 1004 4 line card slots
SFP | Small Form-factor Pluggable
QSFP | Quad Small Form-factor Pluggable
CFP2 | C Form-Factor Pluggable 2
Cisco NCS 520 Series
Product ID | Description
N520-4G4Z-A N520-X-4G4Z-A | Cisco NCS520 Series - 4-1GE and 4-10GE - Single AC model
Cisco ME1200 Switch
Product ID | Description
ME1200-4S-A ME1200-4S-D | Switches and Hubs/Cisco ME 1200 Series Carrier Ethernet Access Devices
Cisco CRS Series
Product ID | Description | Release
CRS-8-RP N520-X-4G4Z-A | Route Processor optimized for packet transport | 3.1
CRS-MSC | Cisco CRS-1 Series Modular Services Card | 3.1
CRS-CGSE-PLIM | Cisco CRS-1 Carrier Grade Service Engine | 3.1
CRS-8-FC/S | Cisco CRS-1 Series 8 Slots Fabric Card/Single | 3.1
CRS-PM-AC | Cisco CRS Modular AC Power Module CRS-PM-AC | 3.1
CRS-PM-DC | Cisco CRS Modular AC Power Module CRS-PM-DC | 3.1
CRS-FP40 | Cisco CRS-1 Series Forwarding Processor 40G | 3.1
Cisco NCS 540 Series
Product ID | Description | Release
N540-24Z8Q2C-SYS | NCS 540 Series 24x1/10GE, 8x10/25GE, 2x100GE Fixed Chassis | 3.0.2, 3.1
N540X-ACC-SYS | NCS 540 24x1/10GE, 8x10/25GE, 2x100GE chassis | 3.0.2, 3.1
N540-ACC-SYS | NCS 540 24x1/10GE, 8x10/25GE, 2x100GE chassis | 3.0.2, 3.1
N540X-12Z16G-SYS-A | Cisco N540X-12Z16G-SYS-A device chassis | 3.1
N540X-12Z16G-SYS-D | Cisco N540X-12Z16G-SYS-D device chassis | 3.1
N540X-16Z4G8Q2C-A | Cisco N540X-16Z4G8Q2C-A device chassis | 3.1
N540X-16Z4G8Q2C-D | Cisco N540X-16Z4G8Q2C-D device chassis | 3.1
N540-X-BB-FAN | NCS540-FAN Tray Module | 3.1
N540-PWR400-D | NCS 540 400W DC power supply | 3.0.2, 3.1
N540-PWR400-A | NCS 540 400W AC power supply
N540-FAN | N540-FAN
N540-24Z8Q2C-M | NCS 540 Series 24x1/10GE, 8x10/25GE, 2x100GE Fixed Chassis
SFP | Small Form-factor Pluggable | 3.0.2, 3.1
QSFP | Quad Small Form-factor Pluggable | 3.0.2, 3.1
CFP2 | C Form-Factor Pluggable 2 | 3.0.2, 3.1
GLC | 1000BASE-SX SFP transceiver module, RJ-45 connector | 3.1
Cisco NCS 560 Series
Product ID | Description | Release
A900-IMA8CS1Z-M A900-IMA8CS1Z | 16-port Gigabit Ethernet & 1-port Ten Gigabit Ethernet CSFP Interface Module | 3.0.2, 3.1
A900-IMA8Z A900-IMA-8Z | ASR 900 8-Port 10GE SFP+ Interface Module | 3.0.2, 3.1
A900-PWR1200-A A900-PWR1200-D | ASR 900 1200W AC Power Supply | 3.0.2, 3.1
A907-FAN-E | A907-FAN | 3.0.2, 3.1
N560-RSP4-E N560-RSP4 | Cisco NCS 560 RSP4 Enhanced – 800G, XL Scale | 3.0.2, 3.1
N560-4-RSP4E | NCS 560-4 Route Switch Processor 4 Enhanced, 800G, XL scale | 3.0.2, 3.1
N560-4-FAN-H | NCS 560-4 High Speed Fan Tray | 3.0.2, 3.1
N560-4-PWR-FAN | NCS 560-4 Power High Speed Fan Tray | 3.0.2, 3.1
N560-IMA2C | ASR 900 8-Port 10GE SFP+ Interface Module | 3.0.2, 3.1
ASR-907 | NCS 560 Router Chassis | 3.0.2, 3.1
NCS560-4 | NCS 560-4 Router Chassis | 3.0.2, 3.1
N560-4-RSP4 | NCS 560-4 Route Switch Processor 4, 800G, L scale | 3.1
SFP | Small Form-factor Pluggable | 3.0.2, 3.1
QSFP | Quad Small Form-factor Pluggable | 3.0.2, 3.1
CFP2 | C Form-Factor Pluggable 2 | 3.0.2, 3.1
Cisco NCS 540L Series
Product ID | Description | Release
N540-X-BB-FAN | Cisco 5000 Series Converged Broadband Routers | 3.1
N540X-16Z4G8Q2C-A | Cisco N540X-16Z4G8Q2C-A chassis | 3.1
N540X-12Z16G-SYS-A | Cisco N540X-12Z16G-SYS-A Chassis | 3.1
N540X-12Z16G-SYS-D | Cisco N540X-12Z16G-SYS-D Chassis | 3.1
N540X-16Z4G8Q2C-D | Cisco N540X-16Z4G8Q2C-D chassis | 3.1
SFP | Small Form-factor Pluggable | 3.1
QSFP | Quad Small Form-factor Pluggable | 3.1
CFP2 | C Form-Factor Pluggable 2 | 3.1

## Chassis View Configuration Tab
The following devices have Configure Tab enabled on Chassis View UI. Individual inventory team will provide UI to configure device.
Device Name | Added In Release
Cisco NCS 1001
Cisco NCS 1002
Cisco NCS 1004
Cisco NCS 2002
Cisco NCS 2006
Cisco NCS 2015
Cisco ONS 15454
Cisco NCS 5001
Cisco NCS 5002
Cisco NCS 5011
Cisco NCS 5508
Cisco NCS 55A2-MOD-SE-S | 3.0.2
Cisco NCS 55A2-MOD-S
Cisco ASR 9001
Cisco ASR 9006
Cisco ASR 9904
Cisco ASR 9010
Cisco ASR 9912
Cisco ASR 9922
Cisco CBR-8

## SWIM CA
Note: The support information in this table is relevant only for supported devices within a specified device family, not for the entire device family.
Device Family | Distribution | [5 empty] | Activation |  |  |  | Schedule archive |  |  |  | Schedule Rollback/deploy
| TFTP | FTP | SFTP | SCP | HTTPS | VRF Support | From Library | Standby/Alternate Images | ISSU( in service software upgrade) | FPD (Field Programmable Device ) | Running Configuration | Startup Configuration | Admin Configuration | Database Configuration | Overwrite Startup Config | Merge Running Config | Overwrite Running Config | Merge Admin Config | Overwrite Admin Config | Overwrite Database Config | VRF Support
NCS42xx,ASR907 | Y | Y | N | Y | N | Y | Y | N | Y | N | Y | Y | N | N | Y | Y | Y (with no TDM CEM config) | N | N | N | Y
NCS4000 | Y | Y | Y | Y | N | N | Y | N | Y | Y | Y | N | Y | Y | N | Y | Y (which doesn’t have OTN GMPLS and GMPLS UNI-C) | Y | Y | Y | N
ASR9xx , ASR9xxU | Y | Y | N | Y | N | Y for ASR920 | Y | N | N | N | Y | Y | N | N | Y | Y | Y (with no TDM CEM config for IOS-XE ones) | N | N | N | Y for ASR920
ASR9K - 64 bit | Y | Y | Y | Y | N | Y | Y | N | N | N | Y | N | Y | N | N | Y | Y | Y | Y | N | Y
ASR9K - 32 bit | Y | N | Y | N | N | Y | Y | N | Y | N | Y | N | Y | N | N | Y | Y | Y | Y | N | Y
CRS | Y | N | Y | N | N | Y | Y | N | N | N | Y | N | Y | N | N | Y | Y | Y | Y | N | Y
ME1200 | Y | Y | Y | N | N | N | N | Y | N | N | Y | Y | N | N | Y | Y | N | N | N | N | N
ME3600X | Y | N | N | Y | N | N | Y | N | N | N | Y | Y | N | N | Y | Y | Y | N | N | N | N
ME3800X | Y | N | N | Y | N | N | Y | N | N | N | Y | Y | N | N | Y | Y | Y | N | N | N | N
NCS55xx | Y | Y | Y | Y | N | Y | Y | N | N | N | Y | N | Y | N | N | Y | Y | Y | Y | N | Y
CBR8 | Y | Y | N | Y | N | Y | Y | N | N | N | Y | Y | N | N | Y | Y | Y (with no TDM CEM config) | N | N | N | Y
NCS1000 | Y | Y | Y | Y | N | N | Y | N | Y | Y | Y | N | Y | N | N | Y | Y | Y | Y | N | N
NCS1004 | Y | Y | Y | Y | N | Y | Y | N | N | Y | Y | N | Y | N | N | Y | Y | Y | Y | N | Y
NCS5000 | Y | Y | Y | Y | N | Y | Y | N | N | N | Y | N | Y | N | N | Y | Y | Y | Y | N | Y
NCS6000 | Y | Y | Y | Y | N | Y | Y | N | N | N | Y | N | Y | N | N | Y | Y | Y | Y | N | Y
ONS | N | Y | N | N | Y | N | N | Y | N | N | N | N | N | Y | N | N | N | N | N | Y | N
NCS2000 | N | Y | N | N | Y | N | N | Y | N | N | N | N | N | Y | N | N | N | N | N | Y | N
NCS540 | Y | Y | Y | Y | N | Y | Y | N | N | N | Y | N | Y | N | N | Y | Y | Y | Y | N | Y
NCS520 | Y | Y | N | Y | N | Y | Y | N | N | N | Y | Y | N | N | Y | Y | Y | N | N | N | Y
Nexus9K | Y | Y | Y | Y | N | Y | Y | N | N | N | Y | Y | N | N | N | Y | Y | N | N | N | Y
Nexus3K | Y | Y | Y | Y | N | Y | Y | N | N | N | Y | Y | N | N | N | Y | Y | N | N | N | Y
NCS560 | Y | Y | Y | Y | N | Y | Y | N | Y | N | Y | N | Y | N | N | N | Y | N | Y | N | Y
NCS540L | Y | Y | Y | Y | N | Y | Y | N | N | N | Y | N | N | N | N | Y | Y | N | N | N | Y
XRv9K | Y | Y | Y | Y | N | Y | Y | N | N | N | Y | N | Y | N | N | N | Y | N | Y | N | Y